## Figure 4-4
Maritime Link + Surplus Energy Purchases
| 2017 | 2018 | 2019 | 2020 | 2021 | 2022 | 2023 | 2024 | 2025 | 2026 | 2027 | 2028 | 2029 | 2030 | 2031 | 2032 | 2033 | 2034 | 2035 | 2036 | 2037 | 2038 | 2039 | 2040
Maritime Link
Revenue requirement - $K | 40180.4804 | 160011.5817 | 164653.2706 | 155161.0104 | 159894.523 | 150339.9612 | 147535.6246 | 145010.2249 | 144263.3566 | 163470.4291 | 154438.4259 | 153208.3187 | 151833.1775 | 150329.4949 | 158028.9973 | 146976.4213 | 145156.7918 | 143244.4338 | 141252.3657 | 149733.3515 | 137053.7649 | 134871.664 | 132631.8273 | 130345.2319
Energy Sales (MWh) | 325253.617 | 1148867.0424 | 1148867.0424 | 1148867.0424 | 1148867.0424 | 1047435.4254 | 895288 | 895288 | 895288 | 895288 | 895288 | 895288 | 895288 | 895288 | 895288 | 895288 | 895288 | 895288 | 895288 | 895288 | 895288 | 895288 | 895288 | 895288
$/MWh | 123.5358 | 139.2777 | 143.318 | 135.0557 | 139.1758 | 143.5315 | 164.7912 | 161.9705 | 161.1363 | 182.5898 | 172.5014 | 171.1274 | 169.5914 | 167.9119 | 176.5119 | 164.1666 | 162.1342 | 159.9982 | 157.7731 | 167.246 | 153.0834 | 150.6461 | 148.1443 | 145.5903
Surplus Energy (NL + NB)
Revenue requirement - $K | 19819.954 | 90078.427 | 92690.244 | 95790.662 | 100670.379 | 107153.717 | 120638.198 | 124036.062 | 133142.27 | 136165.279 | 141018.237 | 142869.833 | 156747.84 | 155652.306 | 160575.64 | 165393.28 | 177011.16 | 189022.03 | 182346.09 | 194717.61 | 201124.63 | 206798.49 | 220211.92 | 229780.75
Energy Sales (MWh) | 421760.226 | 1833891.42 | 1828763.794 | 1812133.204 | 1835827.879 | 1875718.118 | 2036982.133 | 2049251.094 | 2121500.34 | 2131478.48 | 2156458.8 | 2148511.528 | 2258896.61 | 2248435.22 | 2268430.1 | 2286003.3 | 2364092.87 | 2433188.12 | 2346216.92 | 2426178.8 | 2443536.16 | 2456878.14 | 2530031.61 | 2565487.89
$/MWh | 46.9934 | 49.1187 | 50.6846 | 52.8607 | 54.8365 | 57.1268 | 59.224 | 60.5275 | 62.7585 | 63.883 | 65.3934 | 66.4971 | 69.3913 | 69.2269 | 70.7871 | 72.3504 | 74.8749 | 77.6849 | 77.7192 | 80.2569 | 82.3088 | 84.1712 | 87.0392 | 89.5661
Total ML + Surplus
Revenue requirement - $K | 60000.4344 | 250090.0087 | 257343.5146 | 250951.6724 | 260564.902 | 257493.6782 | 268173.8226 | 269046.2869 | 277405.6266 | 299635.7081 | 295456.6629 | 296078.1517 | 308581.0175 | 305981.8009 | 318604.6373 | 312369.7013 | 322167.9518 | 332266.4638 | 323598.4557 | 344450.9615 | 338178.3949 | 341670.154 | 352843.7473 | 360125.9819
Energy Sales (MWh) | 747013.843 | 2982758.4624 | 2977630.8364 | 2961000.2464 | 2984694.9214 | 2923153.5434 | 2932270.133 | 2944539.094 | 3016788.34 | 3026766.48 | 3051746.8 | 3043799.528 | 3154184.61 | 3143723.22 | 3163718.1 | 3181291.3 | 3259380.87 | 3328476.12 | 3241504.92 | 3321466.8 | 3338824.16 | 3352166.14 | 3425319.61 | 3460775.89
$/MWh | 80.3204 | 83.8452 | 86.4256 | 84.7523 | 87.3003 | 88.0876 | 91.456 | 91.3713 | 91.954 | 98.9953 | 96.8156 | 97.2726 | 97.8323 | 97.331 | 100.7058 | 98.1896 | 98.8433 | 99.8254 | 99.8297 | 103.7045 | 101.2867 | 101.9252 | 103.0105 | 104.0593
Data for Graphs | $/MWh
| ML $/MWh | Surplus Energy $/MWh | Blended $/MWh
2017 | 123.5358 | 46.9934 | 80.3204
2018 | 139.2777 | 49.1187 | 83.8452
2019 | 143.318 | 50.6846 | 86.4256
2020 | 135.0557 | 52.8607 | 84.7523
2021 | 139.1758 | 54.8365 | 87.3003
2022 | 143.5315 | 57.1268 | 88.0876
2023 | 164.7912 | 59.224 | 91.456
2024 | 161.9705 | 60.5275 | 91.3713
2025 | 161.1363 | 62.7585 | 91.954
2026 | 182.5898 | 63.883 | 98.9953
2027 | 172.5014 | 65.3934 | 96.8156
2028 | 171.1274 | 66.4971 | 97.2726
2029 | 169.5914 | 69.3913 | 97.8323
2030 | 167.9119 | 69.2269 | 97.331
2031 | 176.5119 | 70.7871 | 100.7058
2032 | 164.1666 | 72.3504 | 98.1896
2033 | 162.1342 | 74.8749 | 98.8433
2034 | 159.9982 | 77.6849 | 99.8254
2035 | 157.7731 | 77.7192 | 99.8297
2036 | 167.246 | 80.2569 | 103.7045
2037 | 153.0834 | 82.3088 | 101.2867
2038 | 150.6461 | 84.1712 | 101.9252
2039 | 148.1443 | 87.0392 | 103.0105
2040 | 145.5903 | 89.5661 | 104.0593

## ML Base Load Surplus Energy
ML Base Load
| Total Surplus Energy (NL & NB) | Total Economy Energy (NL & NB) | NL | NB
| $k | GWh | GWh | GWh
2017* | 52250.65 | 1000.663 | 282.2025 | 718.4605
2018 | 90078.42 | 1833.891 | 1287.904 | 545.987
2019 | 92690.24 | 1828.764 | 1289.477 | 539.287
2020 | 95790.66 | 1812.133 | 1281.447 | 530.686
2021 | 100670.4 | 1835.828 | 1307.451 | 528.377
2022 | 107153.7 | 1875.718 | 1391.531 | 484.187
2023 | 120638.2 | 2036.982 | 1528.699 | 508.283
2024 | 124036.1 | 2049.251 | 1540.619 | 508.632
2025 | 133142.3 | 2121.5 | 1583.329 | 538.171
2026 | 136165.3 | 2131.479 | 1583.219 | 548.26
2027 | 141018.2 | 2156.459 | 1597.5 | 558.959
2028 | 142869.8 | 2148.511 | 1597.527 | 550.984
2029 | 156747.8 | 2258.896 | 1653.144 | 605.752
2030 | 155652.3 | 2248.435 | 1607.663 | 640.772
2031 | 160575.7 | 2268.43 | 1624.778 | 643.652
2032 | 165393.3 | 2286.003 | 1640.528 | 645.475
2033 | 177011.2 | 2364.093 | 1672.421 | 691.672
2034 | 189022 | 2433.188 | 1709.702 | 723.486
2035 | 182346.1 | 2346.217 | 1664.022 | 682.195
2036 | 194717.6 | 2426.179 | 1705.926 | 720.253
2037 | 201124.7 | 2443.536 | 1708.835 | 734.701
2038 | 206798.5 | 2456.878 | 1716.657 | 740.221
2039 | 220211.9 | 2530.032 | 1723.964 | 806.068
2040 | 229780.8 | 2565.488 | 1732.045 | 833.443
* 2017 amounts on Figure 4.4 have been factored to represent the Maritime Link coming into service in October of 2017.

## Surplus Energy by Month
ML Base Load Case
NB Surplus Energy | 2015 | 2016 | 2017 | 2018 | 2019 | 2020 | 2021 | 2022 | 2023 | 2024 | 2025 | 2026 | 2027 | 2028 | 2029 | 2030 | 2031 | 2032 | 2033 | 2034 | 2035 | 2036 | 2037 | 2038 | 2039 | 2040
Jan | 0 | 0 | 21.4304 | 2.3083 | 3.9312 | 4.5447 | 5.2484 | 5.4842 | 7.212 | 8.155 | 10.0941 | 10.4502 | 10.898 | 11.0121 | 12.1595 | 12.922 | 15.0551 | 16.2578 | 19.6492 | 28.2932 | 17.7751 | 23.2051 | 27.9095 | 29.7969 | 39.231 | 48.5617
Feb | 0 | 0 | 47.0103 | 7.3829 | 9.9875 | 4.5408 | 11.4769 | 11.2773 | 10.5646 | 5.8426 | 18.4768 | 20.7199 | 23.7147 | 8.4582 | 36.2194 | 40.401 | 46.0482 | 33.9021 | 58.7336 | 62.2827 | 55.2799 | 54.7336 | 64.4994 | 63.6187 | 65.7635 | 69.6
Mar | 0 | 0 | 74.4 | 70.3037 | 70.2972 | 70.284 | 69.6356 | 53.5402 | 63.47 | 65.8289 | 68.2046 | 68.5644 | 68.9701 | 69.2119 | 71.037 | 73.2521 | 73.3044 | 73.3626 | 73.5093 | 73.6283 | 73.4651 | 73.583 | 73.6672 | 73.708 | 73.7533 | 73.8069
Apr | 0 | 0 | 72 | 66.9877 | 66.9826 | 66.9281 | 66.9601 | 66.7261 | 67.0285 | 67.2584 | 67.4198 | 67.5639 | 67.7165 | 67.8985 | 68.1136 | 66.2087 | 66.5296 | 66.8126 | 67.4567 | 68.1796 | 71.0633 | 70.1547 | 68.3923 | 68.8228 | 69.3043 | 71.2558
May | 0 | 0 | 74.4 | 70.2485 | 70.0937 | 69.8885 | 61.8634 | 36.6493 | 40.148 | 37.7706 | 46.1898 | 50.547 | 53.9695 | 59.4211 | 69.7995 | 71.9071 | 59.3453 | 68.4345 | 73.2222 | 71.2266 | 72.1352 | 73.2544 | 72.0717 | 72.2694 | 72.4888 | 72.6959
Jun | 0 | 0 | 72 | 30.5135 | 30.5509 | 30.4689 | 30.4391 | 30.4659 | 30.6506 | 30.7822 | 30.5204 | 31.0191 | 31.1228 | 31.2568 | 41.9925 | 35.1296 | 35.2846 | 40.5337 | 46.9308 | 65.2986 | 36.1638 | 69.0499 | 69.8813 | 70.1753 | 70.6497 | 69.7858
Jul | 0 | 0 | 72.0699 | 34.6336 | 34.6549 | 34.9355 | 34.6038 | 34.6473 | 38.1198 | 38.1326 | 35.479 | 35.6181 | 35.524 | 35.6712 | 36.0159 | 38.9137 | 38.3512 | 38.9328 | 38.9642 | 38.9714 | 38.9714 | 38.9714 | 38.9714 | 38.9014 | 74.0164 | 74.3903
Aug | 0 | 0 | 74.4 | 70.7596 | 70.989 | 71.209 | 71.5747 | 71.2509 | 71.8526 | 71.5306 | 71.7317 | 71.889 | 72.468 | 72.4492 | 66.2036 | 73.9069 | 73.9887 | 74.1532 | 74.3573 | 74.3251 | 73.9479 | 74.2296 | 74.2876 | 74.3283 | 74.4 | 74.3738
Sep | 0 | 0 | 71.1922 | 62.4618 | 53.6193 | 53.5694 | 53.6121 | 53.6709 | 53.8664 | 54.0098 | 54.1456 | 54.3437 | 54.5851 | 54.8458 | 55.7747 | 65.9079 | 66.3755 | 66.7599 | 67.5445 | 67.0316 | 70.4498 | 67.9047 | 68.5647 | 69.1621 | 69.792 | 67.0204
Oct | 0 | 0 | 68.0418 | 67.0124 | 67.0543 | 67.0002 | 67.0287 | 67.0622 | 67.2479 | 67.3738 | 67.4739 | 67.6093 | 67.7533 | 67.8768 | 68.1474 | 66.4402 | 71.64 | 66.9102 | 67.5279 | 68.1735 | 68.7976 | 69.4476 | 67.857 | 68.4579 | 69.0869 | 69.7659
Nov | 0 | 0 | 63.9471 | 55.6561 | 53.1415 | 47.7391 | 46.5291 | 45.8468 | 49.914 | 51.7103 | 55.597 | 56.6559 | 58.4881 | 58.9928 | 62.1373 | 65.6582 | 65.8502 | 65.7766 | 66.304 | 66.8999 | 66.0864 | 66.6126 | 68.6586 | 69.0556 | 69.4864 | 68.7099
Dec | 0 | 0 | 7.5688 | 7.7189 | 7.9845 | 9.5778 | 9.4049 | 7.5661 | 8.2089 | 10.2374 | 12.8385 | 13.2785 | 13.7488 | 13.8899 | 18.152 | 30.1251 | 31.8791 | 33.6389 | 37.4724 | 39.1753 | 38.0591 | 39.1061 | 39.9405 | 41.9242 | 58.0954 | 73.4764
| 0 | 0 | 718.4604 | 545.9872 | 539.2864 | 530.686 | 528.3769 | 484.1872 | 508.2833 | 508.6323 | 538.1711 | 548.2591 | 558.9587 | 550.9844 | 605.7524 | 640.7726 | 643.652 | 645.4749 | 691.6721 | 723.4859 | 682.1948 | 720.2527 | 734.7014 | 740.2207 | 806.0676 | 833.4428
NL Surplus Energy | 2015 | 2016 | 2017 | 2018 | 2019 | 2020 | 2021 | 2022 | 2023 | 2024 | 2025 | 2026 | 2027 | 2028 | 2029 | 2030 | 2031 | 2032 | 2033 | 2034 | 2035 | 2036 | 2037 | 2038 | 2039 | 2040
Jan | 0 | 0 | 0 | 25.8792 | 27.7345 | 28.0862 | 29.1633 | 29.8958 | 67.4392 | 70.6361 | 85.8789 | 78.0631 | 81.7431 | 81.9585 | 109.7501 | 83.8013 | 87.6585 | 91.1354 | 99.6828 | 132.7586 | 111.6557 | 122.5998 | 129.5743 | 136.3893 | 142.7411 | 146.4411
Feb | 0 | 0 | 0 | 61.5829 | 69.104 | 54.5247 | 70.668 | 69.8841 | 109.0907 | 105.053 | 115.1168 | 116.4109 | 118.0373 | 116.4056 | 124.8019 | 130.0292 | 130.8849 | 134.7818 | 132.8677 | 132.8881 | 132.7191 | 137.4116 | 132.944 | 132.9226 | 132.944 | 137.692
Mar | 0 | 0 | 0 | 97.0251 | 97.0315 | 97.0218 | 97.0234 | 96.5178 | 145.2923 | 145.3386 | 145.3673 | 145.4068 | 145.4515 | 145.4799 | 145.5424 | 146.9217 | 146.9412 | 146.9549 | 146.9964 | 147.0398 | 146.9861 | 147.0269 | 147.0647 | 147.1021 | 147.1435 | 147.188
Apr | 0 | 0 | 0 | 141.7247 | 141.7101 | 141.693 | 141.6962 | 141.7225 | 141.7798 | 141.7556 | 141.7722 | 141.7959 | 141.8233 | 141.8889 | 141.9267 | 141.3644 | 141.449 | 141.5184 | 141.6975 | 141.9027 | 142.44 | 142.2139 | 141.8925 | 142.039 | 142.1682 | 142.44
May | 0 | 0 | 0 | 146.0895 | 146.0589 | 146.0505 | 146.0502 | 146.0695 | 146.317 | 146.0786 | 146.1105 | 146.1515 | 146.1827 | 146.3847 | 146.2537 | 146.8137 | 147.0164 | 147.0283 | 147.0616 | 146.3058 | 146.9979 | 147.0282 | 146.6157 | 146.7113 | 146.801 | 146.8725
Jun | 0 | 0 | 0 | 140.4893 | 140.3565 | 139.965 | 139.9088 | 139.9153 | 140.0387 | 140.1542 | 140.0452 | 140.424 | 140.4528 | 140.5457 | 140.8225 | 141.7465 | 141.7978 | 141.9024 | 140.6928 | 140.6137 | 141.8376 | 141.8962 | 141.9623 | 142.0208 | 142.0623 | 141.7663
Jul | 0 | 0 | 0 | 105.2391 | 103.0513 | 109.5553 | 115.1387 | 114.2608 | 118.8377 | 126.5809 | 135.8083 | 138.4138 | 142.6845 | 142.2622 | 146.272 | 122.4693 | 127.3193 | 132.5782 | 147.188 | 147.188 | 129.7209 | 147.188 | 147.188 | 147.188 | 147.188 | 147.188
Aug | 0 | 0 | 0 | 147.112 | 147.1239 | 147.1359 | 147.188 | 147.188 | 147.1814 | 147.1246 | 147.1366 | 147.1462 | 147.188 | 147.188 | 146.4385 | 147.188 | 147.188 | 147.188 | 147.188 | 147.188 | 147.188 | 147.188 | 147.188 | 147.188 | 147.188 | 147.188
Sep | 0 | 0 | 0 | 141.5547 | 135.4496 | 135.337 | 135.3775 | 135.3927 | 135.6841 | 135.9176 | 136.0674 | 136.2782 | 136.512 | 136.6789 | 138.0132 | 141.9284 | 141.9662 | 141.9972 | 142.0719 | 142.009 | 142.4124 | 142.036 | 142.1206 | 142.2027 | 142.2388 | 141.9028
Oct | 0 | 0 | 146.4349 | 146.1149 | 146.124 | 146.1125 | 146.1193 | 146.1244 | 146.1697 | 146.1914 | 146.2113 | 146.2444 | 146.2803 | 146.3083 | 146.3766 | 145.5679 | 147.0902 | 145.8905 | 146.1423 | 146.3221 | 146.4995 | 146.6447 | 146.1734 | 146.3488 | 146.5064 | 146.6416
Nov | 0 | 0 | 92.1966 | 88.5242 | 88.495 | 88.3496 | 88.7385 | 133.6509 | 133.3947 | 133.5845 | 133.6684 | 133.7625 | 134.3963 | 134.1407 | 134.5924 | 138.9511 | 139.0597 | 138.9959 | 139.295 | 139.6352 | 139.1114 | 139.2689 | 139.9024 | 140.0361 | 140.2108 | 139.8996
Dec | 0 | 0 | 43.5711 | 46.5687 | 47.238 | 47.6158 | 50.3791 | 90.909 | 97.4735 | 102.2037 | 110.1463 | 113.122 | 116.7483 | 118.2858 | 132.3542 | 120.8811 | 126.4069 | 130.5574 | 141.5367 | 145.8512 | 136.4535 | 145.4239 | 146.2089 | 146.5087 | 146.7719 | 146.8252
| 0 | 0 | 282.2026 | 1287.9043 | 1289.4774 | 1281.4472 | 1307.4509 | 1391.5309 | 1528.6988 | 1540.6188 | 1583.3292 | 1583.2193 | 1597.5001 | 1597.5272 | 1653.1442 | 1607.6626 | 1624.7781 | 1640.5284 | 1672.4207 | 1709.7022 | 1664.0221 | 1705.9261 | 1708.8348 | 1716.6574 | 1723.964 | 1732.0451
Total (NB plus NL) GWh | 0 | 0 | 1000.663 | 1833.8914 | 1828.7638 | 1812.1332 | 1835.8279 | 1875.7181 | 2036.9821 | 2049.2511 | 2121.5003 | 2131.4785 | 2156.4588 | 2148.5115 | 2258.8966 | 2248.4352 | 2268.4301 | 2286.0033 | 2364.0929 | 2433.1881 | 2346.2169 | 2426.1788 | 2443.5362 | 2456.8781 | 2530.0316 | 2565.4879
ML Base Load
Monthly cost of Total Imports (NB & NL)
k$ | 2015 | 2016 | 2017 | 2018 | 2019 | 2020 | 2021 | 2022 | 2023 | 2024 | 2025 | 2026 | 2027 | 2028 | 2029 | 2030 | 2031 | 2032 | 2033 | 2034 | 2035 | 2036 | 2037 | 2038 | 2039 | 2040
Jan | 0 | 0 | 1782.565 | 2226.739 | 2534.115 | 2690.211 | 2918.359 | 3120.458 | 6640.948 | 7171.811 | 9296.741 | 8455.124 | 9041.917 | 9278.333 | 13049.35 | 9445.366 | 10243.05 | 10962.54 | 12600.55 | 18577.09 | 14855.58 | 17281.14 | 19228.7 | 20901.12 | 23475.17 | 26175.54
Feb | 0 | 0 | 3748.528 | 5064.641 | 5832.295 | 4481.136 | 6415.883 | 6571.194 | 9656.234 | 9078.617 | 11257.12 | 11798.75 | 12456.6 | 11041.7 | 14756.14 | 15842.58 | 16831.4 | 16133.28 | 19055.46 | 19764.37 | 19386.71 | 20064.67 | 21246.48 | 21547.19 | 22254.86 | 23704.77
Mar | 0 | 0 | 3960.949 | 8537.312 | 8754.415 | 9158.397 | 9391.771 | 8649.533 | 12077.02 | 12486.54 | 12907.47 | 13191.05 | 13484.57 | 13771.36 | 14189.62 | 14695.71 | 14991.17 | 15292.64 | 15607.9 | 15928.37 | 16228.42 | 16561.34 | 16898.53 | 17238.96 | 17586.44 | 17942.24
Apr | 0 | 0 | 3471.497 | 9339.891 | 9619.588 | 10049.08 | 10378.85 | 10897.64 | 11112.04 | 11345.96 | 11580.3 | 11818.49 | 12062.15 | 12314.53 | 12572.65 | 12681.33 | 12955.88 | 13233.24 | 13544.87 | 13870.47 | 14360.45 | 14572.41 | 14724.87 | 15054.79 | 15394.1 | 15853.78
May | 0 | 0 | 3571.448 | 9841.949 | 10173.63 | 10734.24 | 10697.93 | 9748.194 | 10218.21 | 10242.55 | 11093.55 | 11655.59 | 12160.24 | 12839.89 | 13959.85 | 14408.53 | 13599.72 | 14668.21 | 15386.02 | 15520.36 | 15902.24 | 16321.8 | 16538.67 | 16886.24 | 17241.87 | 17603.25
Jun | 0 | 0 | 3766.183 | 7844.421 | 8122.91 | 8700.246 | 8988.15 | 9392.495 | 9610.931 | 9815.819 | 9993.661 | 10242.06 | 10454.38 | 10675.96 | 11838.27 | 11413.46 | 11653.38 | 12368.23 | 13220.53 | 15299.8 | 12685.98 | 16223.33 | 16626.58 | 16984.38 | 17368.02 | 17632.82
Jul | 0 | 0 | 4413.09 | 6594.892 | 6650.011 | 7478.433 | 8122.155 | 8398.924 | 9142.243 | 9999.109 | 10879.46 | 11340.17 | 11954.77 | 12161.71 | 12810.4 | 10899.09 | 11564.27 | 12369.6 | 14138.53 | 14420.76 | 12815.19 | 15000.36 | 15299.17 | 15598.39 | 20373.39 | 20823.77
Aug | 0 | 0 | 4201.262 | 11331.52 | 11617.54 | 12045.37 | 12305.05 | 12714.84 | 13014.71 | 13252.62 | 13528.56 | 13806.98 | 14117.97 | 14397.1 | 14244.43 | 15064.24 | 15368.64 | 15686.13 | 16012.52 | 16327.68 | 16619.4 | 16973.81 | 17314.6 | 17660.61 | 18015.44 | 18370.22
Sep | 0 | 0 | 3515.173 | 9444.395 | 8994.073 | 9343.745 | 9589.48 | 9988.52 | 10205.35 | 10426.93 | 10648.49 | 10881.92 | 11124.37 | 11370.26 | 11728.7 | 12801.64 | 13086.45 | 13371.68 | 13691.48 | 13924.28 | 14455.13 | 14543.92 | 14883.84 | 15226.58 | 15575.86 | 15656.85
Oct | 0 | 0 | 9186.548 | 9363.821 | 9636.955 | 10044.43 | 10307.65 | 10754.15 | 10931.16 | 11155.08 | 11381.88 | 11616.2 | 11855.85 | 12099.06 | 12357.7 | 12460.51 | 13097.01 | 13005 | 13314.64 | 13629.45 | 13949.45 | 14276.96 | 14425.88 | 14763.3 | 15108.86 | 15464.72
Nov | 0 | 0 | 7550.549 | 7134.66 | 7224.105 | 7278.002 | 7448.158 | 10000.89 | 10416.34 | 10755.98 | 11249.59 | 11553.17 | 11945.48 | 12208.3 | 12713.28 | 13447.16 | 13732.34 | 13995.43 | 14326.84 | 14673.72 | 14872.81 | 15215.85 | 15710.03 | 16060.06 | 16422.83 | 16665.65
Dec | 0 | 0 | 3082.857 | 3354.186 | 3530.607 | 3787.372 | 4106.943 | 6916.879 | 7613.012 | 8305.046 | 9325.448 | 9805.775 | 10359.94 | 10711.63 | 12527.45 | 12492.69 | 13452.33 | 14307.3 | 16111.82 | 17085.68 | 16214.73 | 17682.02 | 18227.28 | 18876.87 | 21395.08 | 23887.14
Total | 0 | 0 | 52250.649 | 90078.427 | 92690.244 | 95790.662 | 100670.379 | 107153.717 | 120638.198 | 124036.062 | 133142.27 | 136165.279 | 141018.237 | 142869.833 | 156747.84 | 155652.306 | 160575.64 | 165393.28 | 177011.16 | 189022.03 | 182346.09 | 194717.61 | 201124.63 | 206798.49 | 220211.92 | 229780.75

## ESAI - Q3 - Low Case
ESAI Q3 2012 Low Forecast
Power Prices - US$/MWh
| Gas Prices - US$/MMBtu |  |  | MassHub
| Henry Hub | Differential | ACG | 7 X 24 | On Peak | Off Peak
| 2% |  | 2% | 2% | 2% | 2%
2012-11-01 | 2.4524 | 0.868 | 3.3204 | 29.0996 | 31.3842 | 26.8717 | 0.48889
2012-12-01 | 2.6601 | 1.892 | 4.5521 | 42.0042 | 49.2541 | 36.0335 | 0.45161
2013-01-01 | 2.9173 | 3.6696 | 6.5869 | 66.2786 | 80.6124 | 52.2521 | 0.49462
2013-02-01 | 2.8255 | 2.7328 | 5.5583 | 46.2948 | 49.8282 | 43.0835 | 0.47619
2013-03-01 | 2.7187 | 0.9096 | 3.6283 | 30.6948 | 33.2763 | 28.5711 | 0.45161
2013-04-01 | 2.6123 | 0.296 | 2.9083 | 25.9303 | 28.0384 | 23.9165 | 0.48889
2013-05-01 | 2.7259 | 0.3088 | 3.0347 | 26.5753 | 28.6141 | 24.5807 | 0.49462
2013-06-01 | 2.8433 | 0.312 | 3.1553 | 30.1859 | 36.4708 | 25.158 | 0.44444
2013-07-01 | 2.9609 | 0.32 | 3.2809 | 39.0895 | 51.984 | 26.4679 | 0.49462
2013-08-01 | 2.8689 | 0.328 | 3.1969 | 31.5311 | 38.0312 | 25.6958 | 0.47312
2013-09-01 | 2.7703 | 0.324 | 3.0943 | 27.5366 | 30.1751 | 24.9772 | 0.46667
2013-10-01 | 2.7823 | 0.324 | 3.1063 | 27.6529 | 30.2534 | 25.0639 | 0.49462
2013-11-01 | 2.9256 | 0.4144 | 3.34 | 29.3734 | 31.8209 | 27.1094 | 0.46667
2013-12-01 | 3.1056 | 2.0968 | 5.2024 | 47.855 | 55.7376 | 40.7755 | 0.47312
2014-01-01 | 3.3472 | 3.964 | 7.3112 | 71.4247 | 85.4756 | 57.6726 | 0.49462
2014-02-01 | 3.3407 | 3.292 | 6.6327 | 54.3059 | 58.1937 | 50.772 | 0.47619
2014-03-01 | 3.2167 | 0.732 | 3.9487 | 32.6749 | 35.274 | 30.5345 | 0.45161
2014-04-01 | 3.0627 | 0.2288 | 3.2915 | 28.5618 | 30.8027 | 26.419 | 0.48889
2014-05-01 | 3.1669 | 0.2392 | 3.4061 | 29.0625 | 31.4531 | 26.9153 | 0.47312
2014-06-01 | 3.2157 | 0.2416 | 3.4573 | 32.9983 | 39.6506 | 27.177 | 0.46667
2014-07-01 | 3.2903 | 0.248 | 3.5383 | 42.2772 | 56.5174 | 28.3401 | 0.49462
2014-08-01 | 3.2979 | 0.2536 | 3.5515 | 34.0176 | 41.1805 | 28.1189 | 0.45161
2014-09-01 | 3.1993 | 0.2504 | 3.4497 | 30.1045 | 32.8405 | 27.3995 | 0.48889
2014-10-01 | 3.0868 | 0.2504 | 3.3372 | 29.3477 | 31.9958 | 26.7116 | 0.49462
2014-11-01 | 3.2369 | 0.356 | 3.5929 | 31.4531 | 34.2111 | 29.0481 | 0.44444
2014-12-01 | 3.4174 | 1.8008 | 5.2182 | 49.3925 | 57.8956 | 41.0705 | 0.49462
2015-01-01 | 3.6587 | 3.404 | 7.0627 | 70.6431 | 86.3754 | 56.517 | 0.47312
2015-02-01 | 3.6494 | 2.8272 | 6.4766 | 54.2073 | 58.6782 | 50.1425 | 0.47619
2015-03-01 | 3.4886 | 0.6288 | 4.1174 | 34.9857 | 38.1115 | 32.1794 | 0.47312
2015-04-01 | 3.2895 | 0.2224 | 3.5119 | 30.954 | 33.7493 | 28.2794 | 0.48889
2015-05-01 | 3.4306 | 0.232 | 3.6626 | 31.6439 | 34.8717 | 28.9847 | 0.45161
2015-06-01 | 3.4923 | 0.2344 | 3.7267 | 36.2221 | 43.4316 | 29.3257 | 0.48889
2015-07-01 | 3.586 | 0.2408 | 3.8268 | 42.9767 | 55.639 | 30.584 | 0.49462
2015-08-01 | 3.592 | 0.2464 | 3.8384 | 35.8664 | 42.6595 | 30.2714 | 0.45161
2015-09-01 | 3.4765 | 0.2432 | 3.7197 | 32.2717 | 35.0951 | 29.4866 | 0.48889
2015-10-01 | 3.3214 | 0.2432 | 3.5646 | 31.2237 | 33.9651 | 28.5566 | 0.47312
2015-11-01 | 3.5027 | 0.3384 | 3.8411 | 34.0908 | 37.3899 | 31.0777 | 0.46667
2015-12-01 | 3.7054 | 1.7136 | 5.419 | 50.5129 | 58.3573 | 42.8356 | 0.49462
2016-01-01 | 3.8649 | 3.2392 | 7.1041 | 71.4958 | 88.6434 | 57.3723 | 0.45161
2016-02-01 | 3.8585 | 2.6896 | 6.5481 | 55.3672 | 60.2546 | 50.8061 | 0.48276
2016-03-01 | 3.6711 | 0.5976 | 4.2687 | 36.3622 | 39.2056 | 33.5775 | 0.49462
2016-04-01 | 3.4566 | 0.2112 | 3.6678 | 32.5508 | 35.6607 | 29.8302 | 0.46667
2016-05-01 | 3.631 | 0.22 | 3.851 | 36.655 | 43.3247 | 30.6652 | 0.47312
2016-06-01 | 3.7043 | 0.2224 | 3.9267 | 39.1859 | 47.4892 | 31.2423 | 0.48889
2016-07-01 | 3.8151 | 0.228 | 4.0431 | 45.6598 | 61.5526 | 32.5711 | 0.45161
2016-08-01 | 3.8191 | 0.2336 | 4.0527 | 38.4155 | 44.818 | 32.1465 | 0.49462
2016-09-01 | 3.6706 | 0.2304 | 3.901 | 33.965 | 36.801 | 31.1636 | 0.48889
2016-10-01 | 3.476 | 0.2312 | 3.7072 | 32.7014 | 35.5262 | 30.0225 | 0.45161
2016-11-01 | 3.6848 | 0.3224 | 4.0072 | 36.5886 | 40.5448 | 32.7617 | 0.48889
2016-12-01 | 3.9051 | 1.6304 | 5.5355 | 51.8583 | 60.288 | 44.2892 | 0.47312
2017-01-01 | 4.0517 | 3.0824 | 7.1341 | 71.604 | 87.269 | 57.5369 | 0.47312
2017-02-01 | 4.0483 | 2.5592 | 6.6075 | 57.1976 | 62.9308 | 51.9849 | 0.47619
2017-03-01 | 3.8328 | 0.5688 | 4.4016 | 38.5018 | 41.8822 | 35.1918 | 0.49462
2017-04-01 | 3.6026 | 0.2 | 3.8026 | 34.3181 | 38.081 | 31.3089 | 0.44444
2017-05-01 | 3.8113 | 0.2088 | 4.0201 | 34.6454 | 37.3237 | 32.0242 | 0.49462
2017-06-01 | 3.8968 | 0.2112 | 4.108 | 38.2878 | 44.6884 | 32.1651 | 0.48889
2017-07-01 | 4.0253 | 0.2168 | 4.2421 | 44.6724 | 57.3635 | 34.2219 | 0.45161
2017-08-01 | 4.0275 | 0.2216 | 4.2491 | 41.2701 | 48.7527 | 33.9477 | 0.49462
2017-09-01 | 3.8438 | 0.2192 | 4.063 | 35.7333 | 38.6361 | 32.9428 | 0.46667
2017-10-01 | 3.6036 | 0.2192 | 3.8228 | 33.8592 | 36.7356 | 31.0752 | 0.47312
2017-11-01 | 3.8438 | 0.3064 | 4.1502 | 36.7245 | 39.577 | 33.9519 | 0.48889
2017-12-01 | 4.0841 | 1.5512 | 5.6353 | 52.2237 | 60.5443 | 45.372 | 0.45161
2018-01-01 | 4.2066 | 2.9328 | 7.1394 | 71.5802 | 85.388 | 58.0672 | 0.49462
2018-02-01 | 4.2066 | 2.436 | 6.6426 | 56.9942 | 62.0964 | 52.3566 | 0.47619
2018-03-01 | 3.9592 | 0.5416 | 4.5008 | 38.9439 | 42.2259 | 35.9973 | 0.47312
2018-04-01 | 3.7117 | 0.1896 | 3.9013 | 35.1607 | 38.7352 | 32.0321 | 0.46667
2018-05-01 | 3.9592 | 0.1984 | 4.1576 | 36.0684 | 39.1022 | 33.0995 | 0.49462
2018-06-01 | 4.0581 | 0.2 | 4.2581 | 39.2695 | 45.9939 | 33.3854 | 0.46667
2018-07-01 | 4.2066 | 0.2056 | 4.4122 | 46.4215 | 58.518 | 35.5593 | 0.47312
2018-08-01 | 4.2066 | 0.2104 | 4.417 | 41.6598 | 48.2621 | 35.1967 | 0.49462
2018-09-01 | 3.9592 | 0.208 | 4.1672 | 36.5252 | 39.5566 | 33.7001 | 0.44444
2018-10-01 | 3.7117 | 0.208 | 3.9197 | 34.7892 | 37.6772 | 31.9238 | 0.49462
2018-11-01 | 3.9592 | 0.292 | 4.2512 | 37.6607 | 40.5451 | 34.8612 | 0.48889
2018-12-01 | 4.2066 | 1.4768 | 5.6834 | 52.4541 | 60.4481 | 45.8693 | 0.45161
2019-01-01 | 4.3328 | 2.7912 | 7.124 | 72.4248 | 86.7468 | 58.4068
2019-02-01 | 4.3328 | 2.3184 | 6.6512 | 57.3005 | 62.4277 | 52.6404
2019-03-01 | 4.0779 | 0.5152 | 4.5931 | 39.8646 | 43.5086 | 36.8638
2019-04-01 | 3.8231 | 0.18 | 4.0031 | 36.4877 | 40.2168 | 32.9203
2019-05-01 | 4.0779 | 0.188 | 4.2659 | 37.468 | 40.9228 | 34.0864
2019-06-01 | 4.1799 | 0.1904 | 4.3703 | 40.4089 | 47.8099 | 34.4873
2019-07-01 | 4.3328 | 0.1952 | 4.528 | 48.8701 | 61.3302 | 36.6752
2019-08-01 | 4.3328 | 0.2 | 4.5328 | 42.3773 | 49.1673 | 36.2814
2019-09-01 | 4.0779 | 0.1968 | 4.2747 | 37.4894 | 40.5934 | 34.5208
2019-10-01 | 3.8231 | 0.1968 | 4.0199 | 35.7762 | 38.6778 | 32.8916
2019-11-01 | 4.0779 | 0.29492 | 4.3728 | 38.8934 | 41.9954 | 36.0539
2019-12-01 | 4.3328 | 1.4916 | 5.8244 | 54.3825 | 62.4088 | 47.1752
2020-01-01 | 4.4628 | 2.8191 | 7.2819 | 75.1635 | 90.179 | 60.4693
2020-02-01 | 4.4628 | 2.3416 | 6.8044 | 59.1932 | 64.6139 | 54.5806
2020-03-01 | 4.2003 | 0.52035 | 4.7206 | 41.9323 | 45.6926 | 38.5562
2020-04-01 | 3.9378 | 0.1818 | 4.1196 | 38.1778 | 41.9699 | 34.5492
2020-05-01 | 4.2003 | 0.18988 | 4.3901 | 39.3138 | 43.3836 | 35.9642
2020-06-01 | 4.3053 | 0.1923 | 4.4976 | 44.0585 | 51.8772 | 36.5807
2020-07-01 | 4.4628 | 0.19715 | 4.6599 | 50.7457 | 63.3188 | 38.4413
2020-08-01 | 4.4628 | 0.202 | 4.6648 | 43.6956 | 50.7149 | 37.9141
2020-09-01 | 4.2003 | 0.19877 | 4.399 | 39.125 | 42.1724 | 36.1218
2020-10-01 | 3.9378 | 0.19877 | 4.1365 | 37.3086 | 40.2158 | 34.4953
2020-11-01 | 4.2003 | 0.29787 | 4.4981 | 41.1574 | 44.8692 | 37.7833
2020-12-01 | 4.4628 | 1.5065 | 5.9693 | 57.0863 | 65.3997 | 48.9512
2021-01-01 | 4.5967 | 2.8473 | 7.444 | 75.6002 | 92.2685 | 61.8755
2021-02-01 | 4.5967 | 2.365 | 6.9617 | 60.8582 | 66.6798 | 55.5651
2021-03-01 | 4.3263 | 0.52556 | 4.8518 | 43.2592 | 47.0834 | 39.5171
2021-04-01 | 4.0559 | 0.18362 | 4.2395 | 39.3582 | 43.4376 | 35.4563
2021-05-01 | 4.3263 | 0.19178 | 4.5181 | 41.0843 | 46.0565 | 36.9893
2021-06-01 | 4.4344 | 0.19423 | 4.6287 | 45.2625 | 53.1068 | 37.7602
2021-07-01 | 4.5967 | 0.19912 | 4.7958 | 51.2439 | 64.3283 | 39.4943
2021-08-01 | 4.5967 | 0.20402 | 4.8007 | 44.7634 | 51.2564 | 38.9335
2021-09-01 | 4.3263 | 0.20076 | 4.527 | 40.0279 | 43.0153 | 37.0865
2021-10-01 | 4.0559 | 0.20076 | 4.2566 | 38.1843 | 41.119 | 35.4135
2021-11-01 | 4.3263 | 0.30085 | 4.6271 | 42.5512 | 46.4515 | 38.78
2021-12-01 | 4.5967 | 1.5215 | 6.1182 | 58.3706 | 66.7004 | 50.2203
2022-01-01 | 4.7346 | 2.8758 | 7.6103 | 78.1033 | 95.1551 | 64.0587
2022-02-01 | 4.7346 | 2.3886 | 7.1232 | 63.0926 | 69.0125 | 57.7132
2022-03-01 | 4.4561 | 0.53081 | 4.9869 | 45.0867 | 48.8654 | 41.3883
2022-04-01 | 4.1776 | 0.18545 | 4.363 | 41.2985 | 46.0563 | 37.1355
2022-05-01 | 4.4561 | 0.1937 | 4.6498 | 44.9255 | 51.7278 | 38.8163
2022-06-01 | 4.5675 | 0.19617 | 4.7636 | 47.0142 | 54.7495 | 39.6158
2022-07-01 | 4.7346 | 0.20111 | 4.9357 | 52.7834 | 66.6715 | 41.3465
2022-08-01 | 4.7346 | 0.20606 | 4.9406 | 46.4371 | 52.1723 | 40.824
2022-09-01 | 4.4561 | 0.20276 | 4.6588 | 41.711 | 44.6529 | 38.8082
2022-10-01 | 4.1776 | 0.20276 | 4.3803 | 39.8333 | 42.8129 | 37.0271
2022-11-01 | 4.4561 | 0.30386 | 4.7599 | 44.5442 | 48.7051 | 40.5212
2022-12-01 | 4.7346 | 1.5368 | 6.2713 | 60.4262 | 69.3534 | 52.4093
2023-01-01 | 4.8293 | 2.9333 | 7.7626 | 79.6654 | 97.0583 | 65.3399
2023-02-01 | 4.8293 | 2.4364 | 7.2657 | 64.3545 | 70.3928 | 58.8674
2023-03-01 | 4.5452 | 0.54143 | 5.0866 | 45.9884 | 49.8427 | 42.216
2023-04-01 | 4.2611 | 0.18916 | 4.4503 | 42.1245 | 46.9774 | 37.8782
2023-05-01 | 4.5452 | 0.19757 | 4.7428 | 45.824 | 52.7624 | 39.5927
2023-06-01 | 4.6588 | 0.20009 | 4.8589 | 47.9545 | 55.8445 | 40.4081
2023-07-01 | 4.8293 | 0.20514 | 5.0344 | 53.8391 | 68.005 | 42.1734
2023-08-01 | 4.8293 | 0.21018 | 5.0394 | 47.3658 | 53.2157 | 41.6405
2023-09-01 | 4.5452 | 0.20682 | 4.752 | 42.5452 | 45.546 | 39.5843
2023-10-01 | 4.2611 | 0.20682 | 4.4679 | 40.63 | 43.6691 | 37.7676
2023-11-01 | 4.5452 | 0.30993 | 4.8551 | 45.4351 | 49.6792 | 41.3316
2023-12-01 | 4.8293 | 1.5675 | 6.3968 | 61.6347 | 70.7404 | 53.4575
2024-01-01 | 4.9258 | 2.992 | 7.9178 | 81.2587 | 98.9994 | 66.6467
2024-02-01 | 4.9258 | 2.4852 | 7.411 | 65.6415 | 71.8006 | 60.0448
2024-03-01 | 4.6361 | 0.55226 | 5.1883 | 46.9082 | 50.8396 | 43.0604
2024-04-01 | 4.3463 | 0.19295 | 4.5393 | 42.967 | 47.917 | 38.6358
2024-05-01 | 4.6361 | 0.20152 | 4.8376 | 46.7405 | 53.8176 | 40.3845
2024-06-01 | 4.752 | 0.20409 | 4.9561 | 48.9136 | 56.9614 | 41.2162
2024-07-01 | 4.9258 | 0.20924 | 5.1351 | 54.9158 | 69.3651 | 43.0169
2024-08-01 | 4.9258 | 0.21439 | 5.1402 | 48.3132 | 54.28 | 42.4733
2024-09-01 | 4.6361 | 0.21095 | 4.847 | 43.3961 | 46.4569 | 40.376
2024-10-01 | 4.3463 | 0.21095 | 4.5573 | 41.4426 | 44.5425 | 38.523
2024-11-01 | 4.6361 | 0.31613 | 4.9522 | 46.3438 | 50.6727 | 42.1583
2024-12-01 | 4.9258 | 1.5988 | 6.5247 | 62.8674 | 72.1552 | 54.5266
2025-01-01 | 5.0244 | 3.0518 | 8.0762 | 82.8838 | 100.9794 | 67.9796
2025-02-01 | 5.0244 | 2.5349 | 7.5592 | 66.9544 | 73.2366 | 61.2457
2025-03-01 | 4.7288 | 0.5633 | 5.2921 | 47.8464 | 51.8564 | 43.9216
2025-04-01 | 4.4333 | 0.19681 | 4.6301 | 43.8263 | 48.8753 | 39.4085
2025-05-01 | 4.7288 | 0.20555 | 4.9344 | 47.6753 | 54.894 | 41.1922
2025-06-01 | 4.847 | 0.20818 | 5.0552 | 49.8918 | 58.1007 | 42.0406
2025-07-01 | 5.0244 | 0.21342 | 5.2378 | 56.0142 | 70.7524 | 43.8773
2025-08-01 | 5.0244 | 0.21867 | 5.243 | 49.2794 | 55.3656 | 43.3227
2025-09-01 | 4.7288 | 0.21517 | 4.944 | 44.264 | 47.386 | 41.1836
2025-10-01 | 4.4333 | 0.21517 | 4.6484 | 42.2714 | 45.4334 | 39.2935
2025-11-01 | 4.7288 | 0.32245 | 5.0513 | 47.2707 | 51.6862 | 43.0014
2025-12-01 | 5.0244 | 1.6308 | 6.6552 | 64.1248 | 73.5983 | 55.6172
2026-01-01 | 5.1248 | 3.1128 | 8.2377 | 84.5415 | 102.999 | 69.3392
2026-02-01 | 5.1248 | 2.5856 | 7.7104 | 68.2935 | 74.7014 | 62.4706
2026-03-01 | 4.8234 | 0.57457 | 5.398 | 48.8033 | 52.8935 | 44.8
2026-04-01 | 4.5219 | 0.20074 | 4.7227 | 44.7028 | 49.8528 | 40.1967
2026-05-01 | 4.8234 | 0.20966 | 5.0331 | 48.6288 | 55.9919 | 42.016
2026-06-01 | 4.944 | 0.21234 | 5.1563 | 50.8897 | 59.2627 | 42.8814
2026-07-01 | 5.1248 | 0.21769 | 5.3425 | 57.1344 | 72.1674 | 44.7548
2026-08-01 | 5.1248 | 0.22305 | 5.3479 | 50.265 | 56.473 | 44.1892
2026-09-01 | 4.8234 | 0.21948 | 5.0429 | 45.1493 | 48.3337 | 42.0072
2026-10-01 | 4.5219 | 0.21948 | 4.7414 | 43.1168 | 46.342 | 40.0793
2026-11-01 | 4.8234 | 0.3289 | 5.1523 | 48.2161 | 52.7199 | 43.8614
2026-12-01 | 5.1248 | 1.6634 | 6.7883 | 65.4073 | 75.0703 | 56.7295
2027-01-01 | 5.2273 | 3.1751 | 8.4024 | 86.2324 | 105.059 | 70.726
2027-02-01 | 5.2273 | 2.6373 | 7.8646 | 69.6593 | 76.1954 | 63.72
2027-03-01 | 4.9199 | 0.58606 | 5.5059 | 49.7794 | 53.9514 | 45.696
2027-04-01 | 4.6124 | 0.20476 | 4.8171 | 45.5969 | 50.8499 | 41.0006
2027-05-01 | 4.9199 | 0.21386 | 5.1337 | 49.6014 | 57.1117 | 42.8564
2027-06-01 | 5.0429 | 0.21659 | 5.2594 | 51.9075 | 60.4479 | 43.739
2027-07-01 | 5.2273 | 0.22205 | 5.4494 | 58.2771 | 73.6108 | 45.6499
2027-08-01 | 5.2273 | 0.22751 | 5.4549 | 51.2703 | 57.6024 | 45.073
2027-09-01 | 4.9199 | 0.22387 | 5.1437 | 46.0523 | 49.3004 | 42.8474
2027-10-01 | 4.6124 | 0.22387 | 4.8362 | 43.9792 | 47.2689 | 40.8809
2027-11-01 | 4.9199 | 0.33548 | 5.2553 | 49.1804 | 53.7743 | 44.7387
2027-12-01 | 5.2273 | 1.6967 | 6.9241 | 66.7154 | 76.5717 | 57.8641
2028-01-01 | 5.3319 | 3.2386 | 8.5705 | 87.957 | 107.1602 | 72.1405
2028-02-01 | 5.3319 | 2.69 | 8.0219 | 71.0525 | 77.7193 | 64.9944
2028-03-01 | 5.0183 | 0.59778 | 5.616 | 50.7749 | 55.0304 | 46.6099
2028-04-01 | 4.7046 | 0.20885 | 4.9135 | 46.5088 | 51.8669 | 41.8206
2028-05-01 | 5.0183 | 0.21813 | 5.2364 | 50.5934 | 58.2539 | 43.7135
2028-06-01 | 5.1437 | 0.22092 | 5.3646 | 52.9456 | 61.6569 | 44.6138
2028-07-01 | 5.3319 | 0.22649 | 5.5584 | 59.4427 | 75.083 | 46.5629
2028-08-01 | 5.3319 | 0.23206 | 5.5639 | 52.2957 | 58.7545 | 45.9744
2028-09-01 | 5.0183 | 0.22834 | 5.2466 | 46.9734 | 50.2864 | 43.7043
2028-10-01 | 4.7046 | 0.22834 | 4.933 | 44.8588 | 48.2143 | 41.6985
2028-11-01 | 5.0183 | 0.34219 | 5.3604 | 50.164 | 54.8498 | 45.6334
2028-12-01 | 5.3319 | 1.7306 | 7.0625 | 68.0497 | 78.1031 | 59.0214
2029-01-01 | 5.4385 | 3.3034 | 8.7419 | 89.7161 | 109.3034 | 73.5833
2029-02-01 | 5.4385 | 2.7438 | 8.1823 | 72.4736 | 79.2737 | 66.2943
2029-03-01 | 5.1186 | 0.60974 | 5.7284 | 51.7904 | 56.131 | 47.5421
2029-04-01 | 4.7987 | 0.21303 | 5.0117 | 47.439 | 52.9042 | 42.657
2029-05-01 | 5.1186 | 0.2225 | 5.3411 | 51.6053 | 59.419 | 44.5878
2029-06-01 | 5.2466 | 0.22534 | 5.4719 | 54.0045 | 62.89 | 45.5061
2029-07-01 | 5.4385 | 0.23102 | 5.6695 | 60.6315 | 76.5847 | 47.4942
2029-08-01 | 5.4385 | 0.2367 | 5.6752 | 53.3416 | 59.9296 | 46.8939
2029-09-01 | 5.1186 | 0.23291 | 5.3515 | 47.9128 | 51.2921 | 44.5784
2029-10-01 | 4.7987 | 0.23291 | 5.0316 | 45.7559 | 49.1785 | 42.5325
2029-11-01 | 5.1186 | 0.34904 | 5.4677 | 51.1673 | 55.9468 | 46.5461
2029-12-01 | 5.4385 | 1.7653 | 7.2038 | 69.4107 | 79.6652 | 60.2018
2030-01-01 | 5.5473 | 3.3694 | 8.9167 | 91.5105 | 111.4894 | 75.055
2030-02-01 | 5.5473 | 2.7987 | 8.346 | 73.923 | 80.8592 | 67.6202
2030-03-01 | 5.221 | 0.62193 | 5.8429 | 52.8263 | 57.2536 | 48.493
2030-04-01 | 4.8947 | 0.21729 | 5.112 | 48.3878 | 53.9623 | 43.5101
2030-05-01 | 5.221 | 0.22695 | 5.4479 | 52.6374 | 60.6074 | 45.4795
2030-06-01 | 5.3515 | 0.22984 | 5.5814 | 55.0846 | 64.1478 | 46.4162
2030-07-01 | 5.5473 | 0.23564 | 5.7829 | 61.8442 | 78.1163 | 48.444
2030-08-01 | 5.5473 | 0.24143 | 5.7887 | 54.4085 | 61.1281 | 47.8318
2030-09-01 | 5.221 | 0.23757 | 5.4586 | 48.8711 | 52.318 | 45.47
2030-10-01 | 4.8947 | 0.23757 | 5.1322 | 46.6711 | 50.1621 | 43.3832
2030-11-01 | 5.221 | 0.35602 | 5.577 | 52.1906 | 57.0657 | 47.477
2030-12-01 | 5.5473 | 1.8006 | 7.3479 | 70.7989 | 81.2585 | 61.4059
2031-01-01 | 5.6582 | 3.4368 | 9.0951 | 93.3407 | 113.7192 | 76.5561
2031-02-01 | 5.6582 | 2.8547 | 8.5129 | 75.4015 | 82.4764 | 68.9726
2031-03-01 | 5.3254 | 0.63437 | 5.9598 | 53.8828 | 58.3987 | 49.4628
2031-04-01 | 4.9926 | 0.22163 | 5.2142 | 49.3555 | 55.0415 | 44.3804
2031-05-01 | 5.3254 | 0.23149 | 5.5569 | 53.6901 | 61.8196 | 46.3891
2031-06-01 | 5.4585 | 0.23444 | 5.693 | 56.1863 | 65.4308 | 47.3445
2031-07-01 | 5.6582 | 0.24035 | 5.8986 | 63.081 | 79.6787 | 49.4129
2031-08-01 | 5.6582 | 0.24626 | 5.9045 | 55.4966 | 62.3507 | 48.7884
2031-09-01 | 5.3254 | 0.24232 | 5.5677 | 49.8485 | 53.3643 | 46.3794
2031-10-01 | 4.9926 | 0.24232 | 5.2349 | 47.6045 | 51.1654 | 44.2508
2031-11-01 | 5.3254 | 0.36314 | 5.6885 | 53.2344 | 58.2071 | 48.4266
2031-12-01 | 5.6582 | 1.8366 | 7.4948 | 72.2149 | 82.8837 | 62.634
2032-01-01 | 5.7714 | 3.5056 | 9.277 | 95.2075 | 115.9936 | 78.0872
2032-02-01 | 5.7714 | 2.9118 | 8.6832 | 76.9095 | 84.1259 | 70.352
2032-03-01 | 5.4319 | 0.64706 | 6.079 | 54.9604 | 59.5667 | 50.4521
2032-04-01 | 5.0924 | 0.22607 | 5.3185 | 50.3426 | 56.1423 | 45.268
2032-05-01 | 5.4319 | 0.23612 | 5.668 | 54.7639 | 63.0559 | 47.3169
2032-06-01 | 5.5677 | 0.23913 | 5.8068 | 57.31 | 66.7394 | 48.2914
2032-07-01 | 5.7714 | 0.24516 | 6.0166 | 64.3427 | 81.2722 | 50.4012
2032-08-01 | 5.7714 | 0.25119 | 6.0226 | 56.6066 | 63.5977 | 49.7642
2032-09-01 | 5.4319 | 0.24717 | 5.6791 | 50.8455 | 54.4316 | 47.307
2032-10-01 | 5.0924 | 0.24717 | 5.3396 | 48.5566 | 52.1887 | 45.1358
2032-11-01 | 5.4319 | 0.3704 | 5.8023 | 54.2991 | 59.3712 | 49.3951
2032-12-01 | 5.7714 | 1.8733 | 7.6447 | 73.6592 | 84.5413 | 63.8867
2033-01-01 | 5.8868 | 3.5757 | 9.4625 | 97.1116 | 118.3135 | 79.649
2033-02-01 | 5.8868 | 2.97 | 8.8568 | 78.4477 | 85.8084 | 71.7591
2033-03-01 | 5.5406 | 0.66 | 6.2006 | 56.0596 | 60.758 | 51.4611
2033-04-01 | 5.1943 | 0.23059 | 5.4249 | 51.3495 | 57.2652 | 46.1733
2033-05-01 | 5.5406 | 0.24084 | 5.7814 | 55.8592 | 64.3171 | 48.2632
2033-06-01 | 5.6791 | 0.24391 | 5.923 | 58.4562 | 68.0742 | 49.2572
2033-07-01 | 5.8868 | 0.25006 | 6.1369 | 65.6295 | 82.8977 | 51.4092
2033-08-01 | 5.8868 | 0.25621 | 6.1431 | 57.7387 | 64.8697 | 50.7595
2033-09-01 | 5.5406 | 0.25211 | 5.7927 | 51.8624 | 55.5203 | 48.2531
2033-10-01 | 5.1943 | 0.25211 | 5.4464 | 49.5277 | 53.2324 | 46.0386
2033-11-01 | 5.5406 | 0.37781 | 5.9184 | 55.3851 | 60.5586 | 50.383
2033-12-01 | 5.8868 | 1.9108 | 7.7976 | 75.1324 | 86.2322 | 65.1644
2034-01-01 | 6.0046 | 3.6472 | 9.6518 | 99.0539 | 120.6797 | 81.242
2034-02-01 | 6.0046 | 3.0294 | 9.034 | 80.0167 | 87.5246 | 73.1942
2034-03-01 | 5.6514 | 0.6732 | 6.3246 | 57.1808 | 61.9732 | 52.4903
2034-04-01 | 5.2982 | 0.2352 | 5.5334 | 52.3765 | 58.4105 | 47.0968
2034-05-01 | 5.6514 | 0.24565 | 5.897 | 56.9764 | 65.6034 | 49.2285
2034-06-01 | 5.7927 | 0.24879 | 6.0414 | 59.6254 | 69.4357 | 50.2424
2034-07-01 | 6.0046 | 0.25506 | 6.2596 | 66.9421 | 84.5556 | 52.4374
2034-08-01 | 6.0046 | 0.26133 | 6.2659 | 58.8935 | 66.1671 | 51.7747
2034-09-01 | 5.6514 | 0.25715 | 5.9085 | 52.8996 | 56.6307 | 49.2182
2034-10-01 | 5.2982 | 0.25715 | 5.5553 | 50.5183 | 54.2971 | 46.9593
2034-11-01 | 5.6514 | 0.38536 | 6.0367 | 56.4928 | 61.7698 | 51.3907
2034-12-01 | 6.0046 | 1.949 | 7.9536 | 76.635 | 87.9568 | 66.4677
2035-01-01 | 6.1247 | 3.7201 | 9.8448 | 101.0349 | 123.0933 | 82.8668
2035-02-01 | 6.1247 | 3.09 | 9.2146 | 81.617 | 89.2751 | 74.6581
2035-03-01 | 5.7644 | 0.68666 | 6.4511 | 58.3245 | 63.2126 | 53.5401
2035-04-01 | 5.4041 | 0.2399 | 5.644 | 53.424 | 59.5787 | 48.0387
2035-05-01 | 5.7644 | 0.25057 | 6.015 | 58.1159 | 66.9155 | 50.2131
2035-06-01 | 5.9085 | 0.25377 | 6.1623 | 60.8179 | 70.8244 | 51.2472
2035-07-01 | 6.1247 | 0.26016 | 6.3848 | 68.281 | 86.2468 | 53.4861
2035-08-01 | 6.1247 | 0.26656 | 6.3912 | 60.0713 | 67.4904 | 52.8102
2035-09-01 | 5.7644 | 0.2623 | 6.0267 | 53.9576 | 57.7633 | 50.2025
2035-10-01 | 5.4041 | 0.2623 | 5.6664 | 51.5286 | 55.383 | 47.8985
2035-11-01 | 5.7644 | 0.39307 | 6.1575 | 57.6227 | 63.0052 | 52.4185
2035-12-01 | 6.1247 | 1.988 | 8.1126 | 78.1677 | 89.716 | 67.797
2036-01-01 | 6.2472 | 3.7945 | 10.0417 | 103.0556 | 125.5552 | 84.5241
2036-02-01 | 6.2472 | 3.1518 | 9.3989 | 83.2493 | 91.0606 | 76.1513
2036-03-01 | 5.8797 | 0.70039 | 6.5801 | 59.4909 | 64.4769 | 54.6109
2036-04-01 | 5.5122 | 0.2447 | 5.7569 | 54.4925 | 60.7703 | 48.9995
2036-05-01 | 5.8797 | 0.25558 | 6.1353 | 59.2782 | 68.2538 | 51.2173
2036-06-01 | 6.0267 | 0.25884 | 6.2855 | 62.0342 | 72.2409 | 52.2722
2036-07-01 | 6.2472 | 0.26537 | 6.5125 | 69.6466 | 87.9717 | 54.5559
2036-08-01 | 6.2472 | 0.27189 | 6.5191 | 61.2728 | 68.8402 | 53.8664
2036-09-01 | 5.8797 | 0.26754 | 6.1472 | 55.0368 | 58.9185 | 51.2066
2036-10-01 | 5.5122 | 0.26754 | 5.7797 | 52.5592 | 56.4907 | 48.8565
2036-11-01 | 5.8797 | 0.40093 | 6.2806 | 58.7751 | 64.2653 | 53.4669
2036-12-01 | 6.2472 | 2.0277 | 8.2749 | 79.7311 | 91.5103 | 69.153
2037-01-01 | 6.3721 | 3.8704 | 10.2425 | 105.1168 | 128.0663 | 86.2146
2037-02-01 | 6.3721 | 3.2148 | 9.5869 | 84.9143 | 92.8818 | 77.6743
2037-03-01 | 5.9973 | 0.7144 | 6.7117 | 60.6808 | 65.7664 | 55.7032
2037-04-01 | 5.6224 | 0.2496 | 5.872 | 55.5823 | 61.9857 | 49.9795
2037-05-01 | 5.9973 | 0.26069 | 6.258 | 60.4638 | 69.6189 | 52.2417
2037-06-01 | 6.1472 | 0.26402 | 6.4112 | 63.2749 | 73.6857 | 53.3176
2037-07-01 | 6.3721 | 0.27067 | 6.6428 | 71.0395 | 89.7311 | 55.647
2037-08-01 | 6.3721 | 0.27733 | 6.6494 | 62.4982 | 70.217 | 54.9437
2037-09-01 | 5.9973 | 0.27289 | 6.2702 | 56.1375 | 60.0969 | 52.2307
2037-10-01 | 5.6224 | 0.27289 | 5.8953 | 53.6104 | 57.6205 | 49.8336
2037-11-01 | 5.9973 | 0.40895 | 6.4062 | 59.9506 | 65.5506 | 54.5362
2037-12-01 | 6.3721 | 2.0683 | 8.4404 | 81.3257 | 93.3405 | 70.536
2038-01-01 | 6.4995 | 3.9478 | 10.4474 | 107.2191 | 130.6276 | 87.9389
2038-02-01 | 6.4995 | 3.2791 | 9.7787 | 86.6126 | 94.7394 | 79.2278
2038-03-01 | 6.1172 | 0.72869 | 6.8459 | 61.8944 | 67.0818 | 56.8172
2038-04-01 | 5.7349 | 0.25459 | 5.9895 | 56.694 | 63.2254 | 50.9791
2038-05-01 | 6.1172 | 0.2659 | 6.3831 | 61.6731 | 71.0112 | 53.2865
2038-06-01 | 6.2702 | 0.2693 | 6.5394 | 64.5404 | 75.1594 | 54.3839
2038-07-01 | 6.4995 | 0.27609 | 6.7756 | 72.4603 | 91.5257 | 56.7599
2038-08-01 | 6.4995 | 0.28288 | 6.7824 | 63.7482 | 71.6214 | 56.0426
2038-09-01 | 6.1172 | 0.27835 | 6.3956 | 57.2603 | 61.2989 | 53.2753
2038-10-01 | 5.7349 | 0.27835 | 6.0132 | 54.6826 | 58.7729 | 50.8303
2038-11-01 | 6.1172 | 0.41713 | 6.5344 | 61.1496 | 66.8616 | 55.6269
2038-12-01 | 6.4995 | 2.1096 | 8.6092 | 82.9522 | 95.2073 | 71.9468
2039-01-01 | 6.6295 | 4.0268 | 10.6563 | 109.3635 | 133.2402 | 89.6977
2039-02-01 | 6.6295 | 3.3447 | 9.9742 | 88.3449 | 96.6342 | 80.8123
2039-03-01 | 6.2396 | 0.74326 | 6.9828 | 63.1323 | 68.4234 | 57.9536
2039-04-01 | 5.8496 | 0.25968 | 6.1093 | 57.8279 | 64.4899 | 51.9987
2039-05-01 | 6.2396 | 0.27122 | 6.5108 | 62.9065 | 72.4315 | 54.3522
2039-06-01 | 6.3956 | 0.27468 | 6.6702 | 65.8312 | 76.6626 | 55.4716
2039-07-01 | 6.6295 | 0.28161 | 6.9111 | 73.9095 | 93.3563 | 57.8951
2039-08-01 | 6.6295 | 0.28853 | 6.9181 | 65.0232 | 73.0538 | 57.1634
2039-09-01 | 6.2396 | 0.28392 | 6.5235 | 58.4055 | 62.5248 | 54.3408
2039-10-01 | 5.8496 | 0.28392 | 6.1335 | 55.7762 | 59.9484 | 51.8469
2039-11-01 | 6.2396 | 0.42547 | 6.665 | 62.3726 | 68.1988 | 56.7395
2039-12-01 | 6.6295 | 2.1518 | 8.7814 | 84.6113 | 97.1114 | 73.3857
2040-01-01 | 6.7621 | 4.1073 | 10.8694 | 111.5507 | 135.905 | 91.4916
2040-02-01 | 6.7621 | 3.4116 | 10.1737 | 90.1118 | 98.5669 | 82.4286
2040-03-01 | 6.3644 | 0.75813 | 7.1225 | 64.3949 | 69.7919 | 59.1126
2040-04-01 | 5.9666 | 0.26487 | 6.2315 | 58.9844 | 65.7797 | 53.0386
2040-05-01 | 6.3644 | 0.27665 | 6.641 | 64.1647 | 73.8801 | 55.4393
2040-06-01 | 6.5235 | 0.28018 | 6.8036 | 67.1479 | 78.1958 | 56.5811
2040-07-01 | 6.7621 | 0.28724 | 7.0494 | 75.3877 | 95.2234 | 59.053
2040-08-01 | 6.7621 | 0.2943 | 7.0564 | 66.3236 | 74.5149 | 58.3067
2040-09-01 | 6.3644 | 0.2896 | 6.654 | 59.5736 | 63.7753 | 55.4276
2040-10-01 | 5.9666 | 0.2896 | 6.2562 | 56.8918 | 61.1473 | 52.8838
2040-11-01 | 6.3644 | 0.43398 | 6.7983 | 63.6201 | 69.5628 | 57.8742
2040-12-01 | 6.7621 | 2.1949 | 8.957 | 86.3035 | 99.0537 | 74.8534

## ESAI - Q3 - Base Case
ESAI Q3 2012 Base Forecast
Power Prices - US$/MWh
| Gas Prices - US$/MMBtu |  |  | MassHub
| Henry Hub | Differential | ACG | 7 X 24 | On Peak | Off Peak
| 2% |  | 2% | 2% | 2% | 2%
2012-11-01 | 3.0655 | 1.085 | 4.1505 | 35.247 | 37.8518 | 32.7124
2012-12-01 | 3.3252 | 2.365 | 5.6902 | 51.514 | 60.3803 | 44.2128
2013-01-01 | 3.6467 | 4.587 | 8.2337 | 81.4594 | 98.766 | 64.5212
2013-02-01 | 3.5318 | 3.416 | 6.9478 | 56.9563 | 61.299 | 53.0101
2013-03-01 | 3.3983 | 1.137 | 4.5353 | 37.129 | 40.7249 | 34.1662
2013-04-01 | 3.2653 | 0.37 | 3.6353 | 31.1412 | 33.8362 | 28.563
2013-05-01 | 3.4073 | 0.386 | 3.7933 | 31.8277 | 34.6515 | 29.0613
2013-06-01 | 3.5542 | 0.39 | 3.9442 | 36.1379 | 44.4102 | 29.5219
2013-07-01 | 3.7012 | 0.4 | 4.1012 | 47.4847 | 63.4102 | 31.9004
2013-08-01 | 3.5862 | 0.41 | 3.9962 | 38.0459 | 46.1166 | 30.7967
2013-09-01 | 3.4628 | 0.405 | 3.8678 | 32.9089 | 35.9078 | 30.0328
2013-10-01 | 3.4778 | 0.405 | 3.8828 | 33.082 | 36.0143 | 30.1706
2013-11-01 | 3.657 | 0.518 | 4.175 | 35.5724 | 38.3409 | 33.0245
2013-12-01 | 3.882 | 2.621 | 6.503 | 58.7173 | 68.2801 | 50.1298
2014-01-01 | 4.184 | 4.955 | 9.139 | 87.8038 | 104.6752 | 71.2916
2014-02-01 | 4.1758 | 4.115 | 8.2908 | 66.9802 | 71.7795 | 62.617
2014-03-01 | 4.0208 | 0.915 | 4.9358 | 39.5392 | 43.1915 | 36.5325
2014-04-01 | 3.8283 | 0.286 | 4.1143 | 34.4855 | 37.5178 | 31.5891
2014-05-01 | 3.9587 | 0.299 | 4.2577 | 34.9526 | 38.3814 | 31.8737
2014-06-01 | 4.0197 | 0.302 | 4.3217 | 39.7909 | 48.4281 | 32.2338
2014-07-01 | 4.1128 | 0.31 | 4.4228 | 51.6225 | 69.3452 | 34.2777
2014-08-01 | 4.1223 | 0.317 | 4.4393 | 41.2183 | 50.211 | 33.8131
2014-09-01 | 3.9991 | 0.313 | 4.3121 | 36.1396 | 39.2461 | 33.0805
2014-10-01 | 3.8586 | 0.313 | 4.1716 | 35.2283 | 38.198 | 32.2788
2014-11-01 | 4.0461 | 0.445 | 4.4911 | 38.2189 | 41.3783 | 35.4937
2014-12-01 | 4.2718 | 2.251 | 6.5228 | 60.6704 | 71.0542 | 50.5075
2015-01-01 | 4.5734 | 4.255 | 8.8284 | 86.7797 | 105.7323 | 69.7611
2015-02-01 | 4.5618 | 3.534 | 8.0958 | 66.7757 | 72.2461 | 61.8018
2015-03-01 | 4.3607 | 0.786 | 5.1467 | 42.4742 | 46.6448 | 38.7296
2015-04-01 | 4.1118 | 0.278 | 4.3898 | 37.4564 | 41.1209 | 33.9507
2015-05-01 | 4.2883 | 0.29 | 4.5783 | 38.1085 | 42.5531 | 34.4491
2015-06-01 | 4.3653 | 0.293 | 4.6583 | 43.7708 | 53.0773 | 34.8665
2015-07-01 | 4.4825 | 0.301 | 4.7835 | 52.404 | 68.1279 | 37.0164
2015-08-01 | 4.4899 | 0.308 | 4.7979 | 43.4743 | 52.1059 | 36.3667
2015-09-01 | 4.3457 | 0.304 | 4.6497 | 38.7782 | 42.0231 | 35.5881
2015-10-01 | 4.1517 | 0.304 | 4.4557 | 37.4788 | 40.5944 | 34.4746
2015-11-01 | 4.3784 | 0.423 | 4.8014 | 41.4352 | 45.2455 | 37.9747
2015-12-01 | 4.6318 | 2.142 | 6.7738 | 62.0436 | 71.646 | 52.6451
2016-01-01 | 4.8311 | 4.049 | 8.8801 | 87.8406 | 108.6369 | 70.7138
2016-02-01 | 4.8231 | 3.362 | 8.1851 | 68.084 | 74.0971 | 62.4706
2016-03-01 | 4.5889 | 0.747 | 5.3359 | 44.0498 | 47.9176 | 40.2637
2016-04-01 | 4.3207 | 0.264 | 4.5847 | 39.2793 | 43.3512 | 35.7181
2016-05-01 | 4.5387 | 0.275 | 4.8137 | 44.1501 | 52.7931 | 36.389
2016-06-01 | 4.6303 | 0.278 | 4.9083 | 47.2819 | 57.8279 | 37.1949
2016-07-01 | 4.7688 | 0.285 | 5.0538 | 55.5274 | 75.1923 | 39.3341
2016-08-01 | 4.7739 | 0.292 | 5.0659 | 46.5948 | 54.7691 | 38.5927
2016-09-01 | 4.5882 | 0.288 | 4.8762 | 40.7805 | 44.052 | 37.5647
2016-10-01 | 4.345 | 0.289 | 4.634 | 39.2032 | 42.4369 | 36.1879
2016-11-01 | 4.606 | 0.403 | 5.009 | 44.4382 | 49.0345 | 39.9981
2016-12-01 | 4.8814 | 2.038 | 6.9194 | 63.615 | 73.9393 | 54.3448
2017-01-01 | 5.0646 | 3.853 | 8.9176 | 87.8524 | 106.9178 | 70.7326
2017-02-01 | 5.0603 | 3.199 | 8.2593 | 70.2259 | 77.2212 | 63.867
2017-03-01 | 4.7911 | 0.711 | 5.5021 | 46.6682 | 51.0911 | 42.3403
2017-04-01 | 4.5033 | 0.25 | 4.7533 | 41.3555 | 46.1844 | 37.4928
2017-05-01 | 4.7641 | 0.261 | 5.0251 | 41.5692 | 45.4787 | 37.7416
2017-06-01 | 4.871 | 0.264 | 5.135 | 45.8176 | 54.3649 | 37.6436
2017-07-01 | 5.0316 | 0.271 | 5.3026 | 54.1118 | 69.8489 | 41.1524
2017-08-01 | 5.0344 | 0.277 | 5.3114 | 49.9907 | 59.4601 | 40.7219
2017-09-01 | 4.8048 | 0.274 | 5.0788 | 42.8918 | 46.2338 | 39.7168
2017-10-01 | 4.5045 | 0.274 | 4.7785 | 40.4325 | 43.8359 | 37.1707
2017-11-01 | 4.8048 | 0.383 | 5.1878 | 44.4864 | 47.7682 | 41.3067
2017-12-01 | 5.1051 | 1.939 | 7.0441 | 63.9835 | 74.1819 | 55.5835
2018-01-01 | 5.2583 | 3.666 | 8.9243 | 87.8611 | 104.6527 | 71.4272
2018-02-01 | 5.2583 | 3.045 | 8.3033 | 69.9293 | 76.1731 | 64.2526
2018-03-01 | 4.9489 | 0.677 | 5.6259 | 47.0145 | 51.446 | 43.036
2018-04-01 | 4.6396 | 0.237 | 4.8766 | 42.2665 | 46.9648 | 38.1532
2018-05-01 | 4.9489 | 0.248 | 5.1969 | 43.2205 | 47.5996 | 38.9356
2018-06-01 | 5.0727 | 0.25 | 5.3227 | 46.8457 | 55.8764 | 38.9443
2018-07-01 | 5.2583 | 0.257 | 5.5153 | 56.2769 | 71.3123 | 42.7758
2018-08-01 | 5.2583 | 0.263 | 5.5213 | 50.405 | 58.8199 | 42.1707
2018-09-01 | 4.9489 | 0.26 | 5.2089 | 43.7279 | 47.3345 | 40.4447
2018-10-01 | 4.6396 | 0.26 | 4.8996 | 41.5451 | 44.9551 | 38.1625
2018-11-01 | 4.9489 | 0.365 | 5.3139 | 45.5944 | 48.925 | 42.3636
2018-12-01 | 5.2583 | 1.846 | 7.1043 | 64.2307 | 74.0406 | 56.152
2019-01-01 | 5.416 | 3.489 | 8.905 | 88.7947 | 106.1779 | 71.7817
2019-02-01 | 5.416 | 2.898 | 8.314 | 70.2331 | 76.4794 | 64.5547
2019-03-01 | 5.0974 | 0.644 | 5.7414 | 48.0398 | 52.9759 | 43.9734
2019-04-01 | 4.7788 | 0.225 | 5.0038 | 43.8094 | 48.7015 | 39.1321
2019-05-01 | 5.0974 | 0.235 | 5.3324 | 44.8309 | 49.7461 | 40.0213
2019-06-01 | 5.2248 | 0.238 | 5.4628 | 48.2071 | 58.0777 | 40.3105
2019-07-01 | 5.416 | 0.244 | 5.66 | 59.3128 | 74.802 | 44.1546
2019-08-01 | 5.416 | 0.25 | 5.666 | 51.2279 | 59.901 | 43.439
2019-09-01 | 5.0974 | 0.246 | 5.3434 | 44.8314 | 48.5728 | 41.3106
2019-10-01 | 4.7788 | 0.246 | 5.0248 | 42.7577 | 46.1477 | 39.3953
2019-11-01 | 5.0974 | 0.36865 | 5.4661 | 47.0688 | 50.6516 | 43.8082
2019-12-01 | 5.416 | 1.8645 | 7.2805 | 66.5509 | 76.4023 | 57.7053
2020-01-01 | 5.5785 | 3.5239 | 9.1024 | 92.0375 | 110.2777 | 74.1855
2020-02-01 | 5.5785 | 2.927 | 8.5055 | 72.4641 | 79.0562 | 66.8537
2020-03-01 | 5.2503 | 0.65044 | 5.9008 | 50.5429 | 55.5474 | 46.0479
2020-04-01 | 4.9222 | 0.22725 | 5.1494 | 45.794 | 50.6178 | 41.1799
2020-05-01 | 5.2503 | 0.23735 | 5.4877 | 46.9937 | 52.5858 | 42.3889
2020-06-01 | 5.3816 | 0.24038 | 5.622 | 52.827 | 62.9368 | 43.1562
2020-07-01 | 5.5785 | 0.24644 | 5.8249 | 61.4909 | 77.083 | 46.2302
2020-08-01 | 5.5785 | 0.2525 | 5.831 | 52.6903 | 61.6949 | 45.276
2020-09-01 | 5.2503 | 0.24846 | 5.4988 | 46.7169 | 50.3338 | 43.1704
2020-10-01 | 4.9222 | 0.24846 | 5.1706 | 44.541 | 47.8977 | 41.3193
2020-11-01 | 5.2503 | 0.37234 | 5.6227 | 49.6894 | 53.9957 | 45.7946
2020-12-01 | 5.5785 | 1.8831 | 7.4616 | 69.7293 | 79.9029 | 59.7725
2021-01-01 | 5.7458 | 3.5591 | 9.305 | 92.5932 | 112.8287 | 75.9292
2021-02-01 | 5.7458 | 2.9562 | 8.7021 | 74.4753 | 81.5636 | 68.0326
2021-03-01 | 5.4078 | 0.65694 | 6.0648 | 52.3227 | 57.2487 | 47.5009
2021-04-01 | 5.0699 | 0.22952 | 5.2994 | 47.3555 | 52.478 | 42.4555
2021-05-01 | 5.4078 | 0.23972 | 5.6476 | 49.2552 | 55.8468 | 43.8272
2021-06-01 | 5.543 | 0.24278 | 5.7858 | 54.4448 | 64.4567 | 44.8682
2021-07-01 | 5.7458 | 0.2489 | 5.9947 | 62.174 | 78.3453 | 47.6538
2021-08-01 | 5.7458 | 0.25502 | 6.0009 | 54.0472 | 62.3581 | 46.5838
2021-09-01 | 5.4078 | 0.25094 | 5.6588 | 47.933 | 51.4113 | 44.5183
2021-10-01 | 5.0699 | 0.25094 | 5.3208 | 45.6558 | 49.0299 | 42.5224
2021-11-01 | 5.4078 | 0.37606 | 5.7839 | 51.4636 | 55.9672 | 47.1132
2021-12-01 | 5.7458 | 1.9019 | 7.6478 | 71.3295 | 81.5044 | 61.3698
2022-01-01 | 5.9182 | 3.5947 | 9.5129 | 95.4886 | 116.1454 | 78.4773
2022-02-01 | 5.9182 | 2.9858 | 8.904 | 77.1228 | 84.2497 | 70.6434
2022-03-01 | 5.5701 | 0.66351 | 6.2336 | 54.4532 | 59.3021 | 49.7056
2022-04-01 | 5.222 | 0.23182 | 5.4538 | 49.6501 | 55.4419 | 44.5842
2022-05-01 | 5.5701 | 0.24212 | 5.8122 | 53.9821 | 62.6524 | 46.1987
2022-06-01 | 5.7093 | 0.24521 | 5.9545 | 56.6126 | 66.3203 | 47.3261
2022-07-01 | 5.9182 | 0.25139 | 6.1696 | 63.898 | 80.979 | 49.831
2022-08-01 | 5.9182 | 0.25758 | 6.1758 | 56.1111 | 63.3123 | 49.0626
2022-09-01 | 5.5701 | 0.25345 | 5.8235 | 49.9314 | 53.2691 | 46.6492
2022-10-01 | 5.222 | 0.25345 | 5.4754 | 47.6574 | 50.96 | 44.5855
2022-11-01 | 5.5701 | 0.37982 | 5.9499 | 53.7493 | 58.5507 | 49.116
2022-12-01 | 5.9182 | 1.921 | 7.8392 | 73.706 | 84.5461 | 63.9718
2023-01-01 | 6.0366 | 3.6666 | 9.7032 | 97.3984 | 118.4683 | 80.0468
2023-02-01 | 6.0366 | 3.0455 | 9.0821 | 78.6653 | 85.9346 | 72.0563
2023-03-01 | 5.6815 | 0.67678 | 6.3583 | 55.5423 | 60.4881 | 50.6997
2023-04-01 | 5.3264 | 0.23645 | 5.5628 | 50.6431 | 56.5507 | 45.4758
2023-05-01 | 5.6815 | 0.24696 | 5.9284 | 55.0617 | 63.9054 | 47.1227
2023-06-01 | 5.8235 | 0.25012 | 6.0736 | 57.7449 | 67.6467 | 48.2726
2023-07-01 | 6.0366 | 0.25642 | 6.293 | 65.176 | 82.5986 | 50.8276
2023-08-01 | 6.0366 | 0.26273 | 6.2993 | 57.2333 | 64.5786 | 50.0439
2023-09-01 | 5.6815 | 0.25852 | 5.94 | 50.93 | 54.3345 | 47.5821
2023-10-01 | 5.3264 | 0.25852 | 5.5849 | 48.6105 | 51.9792 | 45.4772
2023-11-01 | 5.6815 | 0.38742 | 6.0689 | 54.8243 | 59.7217 | 50.0984
2023-12-01 | 6.0366 | 1.9594 | 7.9959 | 75.1801 | 86.237 | 65.2512
2024-01-01 | 6.1573 | 3.7399 | 9.8973 | 99.3463 | 120.8377 | 81.6478
2024-02-01 | 6.1573 | 3.1064 | 9.2637 | 80.2386 | 87.6533 | 73.4974
2024-03-01 | 5.7951 | 0.69032 | 6.4854 | 56.6531 | 61.6979 | 51.7137
2024-04-01 | 5.4329 | 0.24118 | 5.6741 | 51.656 | 57.6817 | 46.3854
2024-05-01 | 5.7951 | 0.2519 | 6.047 | 56.163 | 65.1835 | 48.0652
2024-06-01 | 5.94 | 0.25512 | 6.1951 | 58.8997 | 68.9996 | 49.238
2024-07-01 | 6.1573 | 0.26155 | 6.4189 | 66.4795 | 84.2506 | 51.8442
2024-08-01 | 6.1573 | 0.26798 | 6.4253 | 58.378 | 65.8702 | 51.0447
2024-09-01 | 5.7951 | 0.26369 | 6.0588 | 51.9486 | 55.4212 | 48.5338
2024-10-01 | 5.4329 | 0.26369 | 5.6966 | 49.5828 | 53.0188 | 46.3868
2024-11-01 | 5.7951 | 0.39517 | 6.1903 | 55.9208 | 60.9162 | 51.1003
2024-12-01 | 6.1573 | 1.9986 | 8.1559 | 76.6837 | 87.9617 | 66.5562
2025-01-01 | 6.2805 | 3.8147 | 10.0952 | 101.3333 | 123.2544 | 83.2807
2025-02-01 | 6.2805 | 3.1686 | 9.449 | 81.8433 | 89.4064 | 74.9674
2025-03-01 | 5.911 | 0.70413 | 6.6151 | 57.7862 | 62.9319 | 52.748
2025-04-01 | 5.5416 | 0.24601 | 5.7876 | 52.6891 | 58.8354 | 47.3131
2025-05-01 | 5.911 | 0.25694 | 6.168 | 57.2862 | 66.4872 | 49.0265
2025-06-01 | 6.0588 | 0.26022 | 6.319 | 60.0777 | 70.3796 | 50.2228
2025-07-01 | 6.2805 | 0.26678 | 6.5472 | 67.8091 | 85.9356 | 52.8811
2025-08-01 | 6.2805 | 0.27334 | 6.5538 | 59.5455 | 67.1876 | 52.0656
2025-09-01 | 5.911 | 0.26897 | 6.18 | 52.9876 | 56.5296 | 49.5045
2025-10-01 | 5.5416 | 0.26897 | 5.8105 | 50.5744 | 54.0792 | 47.3145
2025-11-01 | 5.911 | 0.40307 | 6.3141 | 57.0392 | 62.1345 | 52.1223
2025-12-01 | 6.2805 | 2.0385 | 8.319 | 78.2174 | 89.7209 | 67.8873
2026-01-01 | 6.4061 | 3.891 | 10.2971 | 103.3599 | 125.7195 | 84.9463
2026-02-01 | 6.4061 | 3.2319 | 9.638 | 83.4802 | 91.1945 | 76.4667
2026-03-01 | 6.0292 | 0.71821 | 6.7474 | 58.9419 | 64.1905 | 53.8029
2026-04-01 | 5.6524 | 0.25093 | 5.9033 | 53.7429 | 60.0121 | 48.2593
2026-05-01 | 6.0292 | 0.26208 | 6.2913 | 58.432 | 67.8169 | 50.007
2026-06-01 | 6.18 | 0.26542 | 6.4454 | 61.2793 | 71.7872 | 51.2272
2026-07-01 | 6.4061 | 0.27212 | 6.6782 | 69.1653 | 87.6543 | 53.9387
2026-08-01 | 6.4061 | 0.27881 | 6.6849 | 60.7365 | 68.5313 | 53.1069
2026-09-01 | 6.0292 | 0.27435 | 6.3036 | 54.0474 | 57.6602 | 50.4945
2026-10-01 | 5.6524 | 0.27435 | 5.9268 | 51.5859 | 55.1607 | 48.2608
2026-11-01 | 6.0292 | 0.41113 | 6.4404 | 58.18 | 63.3772 | 53.1648
2026-12-01 | 6.4061 | 2.0793 | 8.4854 | 79.7817 | 91.5154 | 69.2451
2027-01-01 | 6.5342 | 3.9689 | 10.503 | 105.4271 | 128.2339 | 86.6453
2027-02-01 | 6.5342 | 3.2966 | 9.8308 | 85.1498 | 93.0184 | 77.9961
2027-03-01 | 6.1498 | 0.73257 | 6.8824 | 60.1207 | 65.4743 | 54.879
2027-04-01 | 5.7655 | 0.25595 | 6.0214 | 54.8177 | 61.2123 | 49.2245
2027-05-01 | 6.1498 | 0.26732 | 6.4171 | 59.6006 | 69.1733 | 51.0072
2027-06-01 | 6.3036 | 0.27073 | 6.5743 | 62.5049 | 73.2229 | 52.2518
2027-07-01 | 6.5342 | 0.27756 | 6.8117 | 70.5486 | 89.4074 | 55.0175
2027-08-01 | 6.5342 | 0.28438 | 6.8186 | 61.9512 | 69.9019 | 54.1691
2027-09-01 | 6.1498 | 0.27983 | 6.4297 | 55.1283 | 58.8134 | 51.5044
2027-10-01 | 5.7655 | 0.27983 | 6.0453 | 52.6176 | 56.264 | 49.226
2027-11-01 | 6.1498 | 0.41935 | 6.5692 | 59.3436 | 64.6447 | 54.2281
2027-12-01 | 6.5342 | 2.1209 | 8.6551 | 81.3774 | 93.3457 | 70.63
2028-01-01 | 6.6649 | 4.0482 | 10.7131 | 107.5357 | 130.7986 | 88.3782
2028-02-01 | 6.6649 | 3.3625 | 10.0274 | 86.8528 | 94.8788 | 79.556
2028-03-01 | 6.2728 | 0.74722 | 7.02 | 61.3231 | 66.7838 | 55.9766
2028-04-01 | 5.8808 | 0.26106 | 6.1418 | 55.9141 | 62.4366 | 50.209
2028-05-01 | 6.2728 | 0.27267 | 6.5455 | 60.7926 | 70.5567 | 52.0273
2028-06-01 | 6.4296 | 0.27615 | 6.7058 | 63.755 | 74.6874 | 53.2968
2028-07-01 | 6.6649 | 0.28311 | 6.948 | 71.9595 | 91.1955 | 56.1178
2028-08-01 | 6.6649 | 0.29007 | 6.9549 | 63.1902 | 71.3 | 55.2525
2028-09-01 | 6.2728 | 0.28543 | 6.5582 | 56.2309 | 59.9897 | 52.5345
2028-10-01 | 5.8808 | 0.28543 | 6.1662 | 53.67 | 57.3892 | 50.2106
2028-11-01 | 6.2728 | 0.42774 | 6.7006 | 60.5304 | 65.9376 | 55.3126
2028-12-01 | 6.6649 | 2.1633 | 8.8282 | 83.0049 | 95.2126 | 72.0426
2029-01-01 | 6.7982 | 4.1292 | 10.9274 | 109.6864 | 133.4146 | 90.1457
2029-02-01 | 6.7982 | 3.4298 | 10.2279 | 88.5899 | 96.7764 | 81.1471
2029-03-01 | 6.3983 | 0.76217 | 7.1604 | 62.5496 | 68.1195 | 57.0961
2029-04-01 | 5.9984 | 0.26629 | 6.2647 | 57.0324 | 63.6853 | 51.2132
2029-05-01 | 6.3983 | 0.27812 | 6.6764 | 62.0085 | 71.9679 | 53.0678
2029-06-01 | 6.5582 | 0.28167 | 6.8399 | 65.0301 | 76.1811 | 54.3628
2029-07-01 | 6.7982 | 0.28877 | 7.0869 | 73.3987 | 93.0194 | 57.2402
2029-08-01 | 6.7982 | 0.29587 | 7.094 | 64.454 | 72.726 | 56.3575
2029-09-01 | 6.3983 | 0.29114 | 6.6894 | 57.3555 | 61.1895 | 53.5852
2029-10-01 | 5.9984 | 0.29114 | 6.2895 | 54.7434 | 58.537 | 51.2148
2029-11-01 | 6.3983 | 0.43629 | 6.8346 | 61.7411 | 67.2564 | 56.4189
2029-12-01 | 6.7982 | 2.2066 | 9.0047 | 84.665 | 97.1168 | 73.4834
2030-01-01 | 6.9341 | 4.2118 | 11.1459 | 111.8801 | 136.0829 | 91.9486
2030-02-01 | 6.9341 | 3.4984 | 10.4325 | 90.3617 | 98.7119 | 82.77
2030-03-01 | 6.5262 | 0.77741 | 7.3036 | 63.8006 | 69.4819 | 58.238
2030-04-01 | 6.1183 | 0.27161 | 6.39 | 58.173 | 64.959 | 52.2375
2030-05-01 | 6.5262 | 0.28368 | 6.8099 | 63.2486 | 73.4072 | 54.1292
2030-06-01 | 6.6894 | 0.2873 | 6.9767 | 66.3307 | 77.7047 | 55.45
2030-07-01 | 6.9341 | 0.29455 | 7.2287 | 74.8667 | 94.8798 | 58.385
2030-08-01 | 6.9341 | 0.30179 | 7.2359 | 65.7431 | 74.1805 | 57.4847
2030-09-01 | 6.5262 | 0.29696 | 6.8232 | 58.5026 | 62.4133 | 54.6569
2030-10-01 | 6.1183 | 0.29696 | 6.4153 | 55.8382 | 59.7078 | 52.2391
2030-11-01 | 6.5262 | 0.44502 | 6.9713 | 62.9759 | 68.6015 | 57.5473
2030-12-01 | 6.9341 | 2.2507 | 9.1848 | 86.3583 | 99.0592 | 74.9531
2031-01-01 | 7.0728 | 4.296 | 11.3688 | 114.1177 | 138.8045 | 93.7876
2031-02-01 | 7.0728 | 3.5683 | 10.6411 | 92.1689 | 100.6861 | 84.4254
2031-03-01 | 6.6568 | 0.79296 | 7.4497 | 65.0766 | 70.8715 | 59.4028
2031-04-01 | 6.2407 | 0.27704 | 6.5178 | 59.3365 | 66.2582 | 53.2822
2031-05-01 | 6.6568 | 0.28936 | 6.9461 | 64.5136 | 74.8754 | 55.2118
2031-06-01 | 6.8232 | 0.29305 | 7.1162 | 67.6573 | 79.2588 | 56.559
2031-07-01 | 7.0728 | 0.30044 | 7.3732 | 76.364 | 96.7774 | 59.5527
2031-08-01 | 7.0728 | 0.30783 | 7.3806 | 67.058 | 75.6641 | 58.6344
2031-09-01 | 6.6568 | 0.3029 | 6.9597 | 59.6726 | 63.6615 | 55.7501
2031-10-01 | 6.2407 | 0.3029 | 6.5436 | 56.955 | 60.9019 | 53.2838
2031-11-01 | 6.6568 | 0.45392 | 7.1107 | 64.2354 | 69.9735 | 58.6982
2031-12-01 | 7.0728 | 2.2957 | 9.3685 | 88.0855 | 101.0404 | 76.4522
2032-01-01 | 7.2143 | 4.3819 | 11.5962 | 116.4001 | 141.5806 | 95.6634
2032-02-01 | 7.2143 | 3.6397 | 10.854 | 94.0123 | 102.6999 | 86.114
2032-03-01 | 6.7899 | 0.80882 | 7.5987 | 66.3781 | 72.2889 | 60.5908
2032-04-01 | 6.3655 | 0.28258 | 6.6481 | 60.5232 | 67.5833 | 54.3478
2032-05-01 | 6.7899 | 0.29514 | 7.085 | 65.8039 | 76.3729 | 56.316
2032-06-01 | 6.9596 | 0.29891 | 7.2586 | 69.0104 | 80.844 | 57.6902
2032-07-01 | 7.2143 | 0.30645 | 7.5207 | 77.8913 | 98.713 | 60.7437
2032-08-01 | 7.2143 | 0.31398 | 7.5282 | 68.3991 | 77.1774 | 59.807
2032-09-01 | 6.7899 | 0.30896 | 7.0989 | 60.8661 | 64.9348 | 56.8651
2032-10-01 | 6.3655 | 0.30896 | 6.6745 | 58.0941 | 62.12 | 54.3495
2032-11-01 | 6.7899 | 0.463 | 7.2529 | 65.5201 | 71.373 | 59.8722
2032-12-01 | 7.2143 | 2.3416 | 9.5559 | 89.8472 | 103.0612 | 77.9812
2033-01-01 | 7.3586 | 4.4696 | 11.8281 | 118.7281 | 144.4122 | 97.5766
2033-02-01 | 7.3586 | 3.7125 | 11.071 | 95.8925 | 104.7539 | 87.8362
2033-03-01 | 6.9257 | 0.825 | 7.7507 | 67.7057 | 73.7347 | 61.8026
2033-04-01 | 6.4928 | 0.28824 | 6.7811 | 61.7337 | 68.935 | 55.4348
2033-05-01 | 6.9257 | 0.30105 | 7.2267 | 67.12 | 77.9003 | 57.4423
2033-06-01 | 7.0988 | 0.30489 | 7.4037 | 70.3907 | 82.4609 | 58.844
2033-07-01 | 7.3586 | 0.31258 | 7.6711 | 79.4491 | 100.6872 | 61.9586
2033-08-01 | 7.3586 | 0.32026 | 7.6788 | 69.7671 | 78.7209 | 61.0032
2033-09-01 | 6.9257 | 0.31514 | 7.2408 | 62.0834 | 66.2335 | 58.0024
2033-10-01 | 6.4928 | 0.31514 | 6.808 | 59.256 | 63.3624 | 55.4365
2033-11-01 | 6.9257 | 0.47226 | 7.398 | 66.8305 | 72.8004 | 61.0696
2033-12-01 | 7.3586 | 2.3885 | 9.747 | 91.6441 | 105.1224 | 79.5408
2034-01-01 | 7.5057 | 4.559 | 12.0647 | 121.1026 | 147.3005 | 99.5282
2034-02-01 | 7.5057 | 3.7867 | 11.2925 | 97.8104 | 106.8489 | 89.593
2034-03-01 | 7.0642 | 0.8415 | 7.9057 | 69.0598 | 75.2094 | 63.0387
2034-04-01 | 6.6227 | 0.294 | 6.9167 | 62.9683 | 70.3137 | 56.5435
2034-05-01 | 7.0642 | 0.30707 | 7.3713 | 68.4624 | 79.4583 | 58.5912
2034-06-01 | 7.2408 | 0.31099 | 7.5518 | 71.7985 | 84.1101 | 60.0209
2034-07-01 | 7.5057 | 0.31883 | 7.8245 | 81.0381 | 102.701 | 63.1978
2034-08-01 | 7.5057 | 0.32667 | 7.8324 | 71.1624 | 80.2954 | 62.2232
2034-09-01 | 7.0642 | 0.32144 | 7.3856 | 63.3251 | 67.5581 | 59.1624
2034-10-01 | 6.6227 | 0.32144 | 6.9441 | 60.4411 | 64.6296 | 56.5452
2034-11-01 | 7.0642 | 0.4817 | 7.5459 | 68.1671 | 74.2565 | 62.291
2034-12-01 | 7.5057 | 2.4362 | 9.942 | 93.477 | 107.2248 | 81.1317
2035-01-01 | 7.6558 | 4.6502 | 12.306 | 123.5247 | 150.2465 | 101.5187
2035-02-01 | 7.6558 | 3.8625 | 11.5183 | 99.7666 | 108.9859 | 91.3848
2035-03-01 | 7.2055 | 0.85833 | 8.0638 | 70.441 | 76.7136 | 64.2995
2035-04-01 | 6.7551 | 0.29988 | 7.055 | 64.2277 | 71.72 | 57.6744
2035-05-01 | 7.2055 | 0.31321 | 7.5187 | 69.8316 | 81.0475 | 59.763
2035-06-01 | 7.3856 | 0.31721 | 7.7028 | 73.2344 | 85.7923 | 61.2213
2035-07-01 | 7.6558 | 0.3252 | 7.981 | 82.6589 | 104.755 | 64.4617
2035-08-01 | 7.6558 | 0.3332 | 7.989 | 72.5857 | 81.9013 | 63.4677
2035-09-01 | 7.2055 | 0.32787 | 7.5334 | 64.5916 | 68.9093 | 60.3457
2035-10-01 | 6.7551 | 0.32787 | 7.083 | 61.6499 | 65.9222 | 57.6761
2035-11-01 | 7.2055 | 0.49134 | 7.6968 | 69.5305 | 75.7416 | 63.5368
2035-12-01 | 7.6558 | 2.485 | 10.1408 | 95.3466 | 109.3693 | 82.7543
2036-01-01 | 7.809 | 4.7432 | 12.5521 | 125.9952 | 153.2514 | 103.5491
2036-02-01 | 7.809 | 3.9397 | 11.7487 | 101.7619 | 111.1656 | 93.2125
2036-03-01 | 7.3496 | 0.87549 | 8.2251 | 71.8498 | 78.2479 | 65.5855
2036-04-01 | 6.8903 | 0.30588 | 7.1961 | 65.5123 | 73.1544 | 58.8279
2036-05-01 | 7.3496 | 0.31947 | 7.6691 | 71.2282 | 82.6685 | 60.9583
2036-06-01 | 7.5333 | 0.32355 | 7.8569 | 74.6991 | 87.5082 | 62.4457
2036-07-01 | 7.809 | 0.33171 | 8.1407 | 84.3121 | 106.8501 | 65.751
2036-08-01 | 7.809 | 0.33987 | 8.1488 | 74.0374 | 83.5393 | 64.7371
2036-09-01 | 7.3496 | 0.33443 | 7.684 | 65.8834 | 70.2875 | 61.5526
2036-10-01 | 6.8903 | 0.33443 | 7.2247 | 62.8829 | 67.2406 | 58.8297
2036-11-01 | 7.3496 | 0.50117 | 7.8508 | 70.9211 | 77.2564 | 64.8076
2036-12-01 | 7.809 | 2.5347 | 10.3436 | 97.2535 | 111.5567 | 84.4094
2037-01-01 | 7.9651 | 4.838 | 12.8032 | 128.5151 | 156.3164 | 105.6201
2037-02-01 | 7.9651 | 4.0185 | 11.9836 | 103.7971 | 113.3889 | 95.0768
2037-03-01 | 7.4966 | 0.893 | 8.3896 | 73.2868 | 79.8128 | 66.8972
2037-04-01 | 7.0281 | 0.312 | 7.3401 | 66.8225 | 74.6175 | 60.0044
2037-05-01 | 7.4966 | 0.32586 | 7.8225 | 72.6528 | 84.3218 | 62.1774
2037-06-01 | 7.684 | 0.33002 | 8.014 | 76.1931 | 89.2583 | 63.6946
2037-07-01 | 7.9651 | 0.33834 | 8.3035 | 85.9983 | 108.9871 | 67.066
2037-08-01 | 7.9651 | 0.34666 | 8.3118 | 75.5182 | 85.2101 | 66.0318
2037-09-01 | 7.4966 | 0.34112 | 7.8377 | 67.2011 | 71.6932 | 62.7836
2037-10-01 | 7.0281 | 0.34112 | 7.3692 | 64.1406 | 68.5855 | 60.0063
2037-11-01 | 7.4966 | 0.51119 | 8.0078 | 72.3395 | 78.8015 | 66.1037
2037-12-01 | 7.9651 | 2.5854 | 10.5505 | 99.1986 | 113.7879 | 86.0976
2038-01-01 | 8.1244 | 4.9348 | 13.0592 | 131.0854 | 159.4428 | 107.7325
2038-02-01 | 8.1244 | 4.0989 | 12.2233 | 105.8731 | 115.6567 | 96.9783
2038-03-01 | 7.6465 | 0.91086 | 8.5574 | 74.7526 | 81.4091 | 68.2351
2038-04-01 | 7.1686 | 0.31824 | 7.4869 | 68.1589 | 76.1098 | 61.2045
2038-05-01 | 7.6465 | 0.33238 | 7.9789 | 74.1059 | 86.0083 | 63.421
2038-06-01 | 7.8377 | 0.33662 | 8.1743 | 77.717 | 91.0435 | 64.9685
2038-07-01 | 8.1244 | 0.34511 | 8.4695 | 87.7183 | 111.1668 | 68.4073
2038-08-01 | 8.1244 | 0.3536 | 8.478 | 77.0285 | 86.9143 | 67.3524
2038-09-01 | 7.6465 | 0.34794 | 7.9945 | 68.5451 | 73.1271 | 64.0393
2038-10-01 | 7.1686 | 0.34794 | 7.5166 | 65.4234 | 69.9572 | 61.2064
2038-11-01 | 7.6465 | 0.52141 | 8.1679 | 73.7863 | 80.3776 | 67.4258
2038-12-01 | 8.1244 | 2.6371 | 10.7615 | 101.1825 | 116.0636 | 87.8195
2039-01-01 | 8.2869 | 5.0335 | 13.3204 | 133.7071 | 162.6316 | 109.8871
2039-02-01 | 8.2869 | 4.1809 | 12.4678 | 107.9905 | 117.9699 | 98.9179
2039-03-01 | 7.7995 | 0.92908 | 8.7285 | 76.2476 | 83.0372 | 69.5998
2039-04-01 | 7.312 | 0.3246 | 7.6366 | 69.5221 | 77.632 | 62.4286
2039-05-01 | 7.7995 | 0.33903 | 8.1385 | 75.588 | 87.7284 | 64.6894
2039-06-01 | 7.9944 | 0.34336 | 8.3378 | 79.2713 | 92.8644 | 66.2679
2039-07-01 | 8.2869 | 0.35201 | 8.6389 | 89.4726 | 113.3902 | 69.7755
2039-08-01 | 8.2869 | 0.36067 | 8.6476 | 78.5691 | 88.6526 | 68.6995
2039-09-01 | 7.7995 | 0.3549 | 8.1544 | 69.916 | 74.5896 | 65.3201
2039-10-01 | 7.312 | 0.3549 | 7.6669 | 66.7319 | 71.3563 | 62.4305
2039-11-01 | 7.7995 | 0.53184 | 8.3313 | 75.262 | 81.9851 | 68.7743
2039-12-01 | 8.2869 | 2.6898 | 10.9767 | 103.2062 | 118.3849 | 89.5759
2040-01-01 | 8.4527 | 5.1341 | 13.5868 | 136.3812 | 165.8843 | 112.0849
2040-02-01 | 8.4527 | 4.2645 | 12.7171 | 110.1503 | 120.3293 | 100.8962
2040-03-01 | 7.9554 | 0.94766 | 8.9031 | 77.7726 | 84.698 | 70.9918
2040-04-01 | 7.4582 | 0.33109 | 7.7893 | 70.9126 | 79.1846 | 63.6772
2040-05-01 | 7.9554 | 0.34581 | 8.3013 | 77.0997 | 89.483 | 65.9832
2040-06-01 | 8.1543 | 0.35022 | 8.5046 | 80.8567 | 94.7217 | 67.5933
2040-07-01 | 8.4527 | 0.35905 | 8.8117 | 91.2621 | 115.658 | 71.171
2040-08-01 | 8.4527 | 0.36788 | 8.8205 | 80.1405 | 90.4256 | 70.0735
2040-09-01 | 7.9554 | 0.36199 | 8.3174 | 71.3143 | 76.0814 | 66.6265
2040-10-01 | 7.4582 | 0.36199 | 7.8202 | 68.0665 | 72.7834 | 63.6791
2040-11-01 | 7.9554 | 0.54248 | 8.4979 | 76.7672 | 83.6248 | 70.1498
2040-12-01 | 8.4527 | 2.7436 | 11.1963 | 105.2703 | 120.7526 | 91.3674

## ESAI - Q3 - High Case
ESAI Q3 2012 High Forecast
Power Prices - US$/MWh
| Gas Prices - US$/MMBtu |  |  | MassHub
| Henry Hub | Differential | ACG | 7 X 24 | On Peak | Off Peak
| 2% |  | 2% | 2% | 2% | 2%
2012-11-01 | 4.0771 | 1.4431 | 5.5202 | 45.437 | 48.542 | 42.4224 | 0.48889
2012-12-01 | 4.4225 | 3.1455 | 7.5679 | 65.9128 | 75.8791 | 57.7044 | 0.45161
2013-01-01 | 4.8501 | 6.1007 | 10.9508 | 104.5009 | 124.6754 | 84.7553 | 0.49462
2013-02-01 | 4.6973 | 4.5433 | 9.2406 | 74.4727 | 80.0664 | 69.3864 | 0.47619
2013-03-01 | 4.5198 | 1.5122 | 6.032 | 47.5712 | 52.6421 | 43.395 | 0.45161
2013-04-01 | 4.3429 | 0.4921 | 4.835 | 39.8616 | 43.8049 | 36.0892 | 0.48889
2013-05-01 | 4.5318 | 0.51338 | 5.0451 | 40.5414 | 44.8878 | 36.2869 | 0.49462
2013-06-01 | 4.727 | 0.5187 | 5.2457 | 45.64 | 57.1275 | 36.4494 | 0.44444
2013-07-01 | 4.9226 | 0.532 | 5.4546 | 59.0014 | 77.5154 | 40.8827 | 0.49462
2013-08-01 | 4.7696 | 0.5453 | 5.3149 | 47.6318 | 57.107 | 39.1244 | 0.47312
2013-09-01 | 4.6056 | 0.53865 | 5.1442 | 41.7137 | 45.4197 | 38.2201 | 0.46667
2013-10-01 | 4.6255 | 0.53865 | 5.1642 | 42.0277 | 45.5624 | 38.5274 | 0.49462
2013-11-01 | 4.8638 | 0.68894 | 5.5527 | 45.8589 | 49.1773 | 42.833 | 0.46667
2013-12-01 | 5.1631 | 3.4859 | 8.649 | 75.4661 | 86.4933 | 65.5639 | 0.47312
2014-01-01 | 5.5647 | 6.5901 | 12.1549 | 113.077 | 132.8246 | 93.7502 | 0.49462
2014-02-01 | 5.5539 | 5.4729 | 11.0268 | 87.7918 | 93.9883 | 82.1601 | 0.47619
2014-03-01 | 5.3477 | 1.217 | 6.5647 | 50.8668 | 56.2554 | 46.4291 | 0.45161
2014-04-01 | 5.0917 | 0.38038 | 5.4721 | 44.3044 | 48.725 | 40.0777 | 0.48889
2014-05-01 | 5.265 | 0.39767 | 5.6627 | 44.6557 | 49.8483 | 39.9949 | 0.47312
2014-06-01 | 5.3462 | 0.40166 | 5.7478 | 50.5905 | 62.1341 | 40.4887 | 0.46667
2014-07-01 | 5.4701 | 0.4123 | 5.8824 | 63.9305 | 84.1999 | 44.0903 | 0.49462
2014-08-01 | 5.4827 | 0.42161 | 5.9043 | 52.0717 | 62.8174 | 43.2234 | 0.45161
2014-09-01 | 5.3188 | 0.41629 | 5.7351 | 46.1222 | 49.8615 | 42.4583 | 0.48889
2014-10-01 | 5.1319 | 0.41629 | 5.5482 | 44.9422 | 48.4657 | 41.4468 | 0.49462
2014-11-01 | 5.3813 | 0.59185 | 5.9732 | 49.4118 | 53.2104 | 46.1718 | 0.44444
2014-12-01 | 5.6815 | 2.9938 | 8.6753 | 77.679 | 89.5511 | 66.058 | 0.49462
2015-01-01 | 6.0826 | 5.6592 | 11.7418 | 111.6316 | 133.9205 | 91.6168 | 0.47312
2015-02-01 | 6.0671 | 4.7002 | 10.7674 | 87.3581 | 94.311 | 81.0386 | 0.47619
2015-03-01 | 5.7998 | 1.0454 | 6.8452 | 54.5953 | 60.2317 | 49.5368 | 0.47312
2015-04-01 | 5.4687 | 0.36974 | 5.8385 | 48.1659 | 53.3105 | 43.2447 | 0.48889
2015-05-01 | 5.7034 | 0.3857 | 6.0891 | 48.729 | 55.2101 | 43.3922 | 0.45161
2015-06-01 | 5.8059 | 0.38969 | 6.1956 | 55.6592 | 67.8689 | 43.9804 | 0.48889
2015-07-01 | 5.9617 | 0.40033 | 6.362 | 65.4334 | 83.6194 | 47.6344 | 0.49462
2015-08-01 | 5.9716 | 0.40964 | 6.3813 | 54.9773 | 65.3607 | 46.4251 | 0.45161
2015-09-01 | 5.7797 | 0.40432 | 6.184 | 49.5256 | 53.4654 | 45.6714 | 0.48889
2015-10-01 | 5.5218 | 0.40432 | 5.9261 | 47.8249 | 51.5672 | 44.2604 | 0.47312
2015-11-01 | 5.8233 | 0.56259 | 6.3859 | 53.4053 | 57.8774 | 49.3672 | 0.46667
2015-12-01 | 6.1602 | 2.8489 | 9.0091 | 79.7108 | 90.8543 | 68.8049 | 0.49462
2016-01-01 | 6.4253 | 5.3852 | 11.8105 | 112.7596 | 137.0751 | 92.7348 | 0.45161
2016-02-01 | 6.4147 | 4.4715 | 10.8862 | 88.845 | 96.484 | 81.7178 | 0.48276
2016-03-01 | 6.1032 | 0.99351 | 7.0967 | 56.5689 | 61.9582 | 51.2934 | 0.49462
2016-04-01 | 5.7465 | 0.35112 | 6.0976 | 50.344 | 56.0962 | 45.312 | 0.46667
2016-05-01 | 6.0365 | 0.36575 | 6.4022 | 55.9087 | 67.1757 | 45.7911 | 0.47312
2016-06-01 | 6.1583 | 0.36974 | 6.5281 | 60.1454 | 73.9014 | 46.9902 | 0.48889
2016-07-01 | 6.3426 | 0.37905 | 6.7216 | 69.3208 | 92.1802 | 50.4936 | 0.45161
2016-08-01 | 6.3493 | 0.38836 | 6.7376 | 58.8535 | 68.6776 | 49.2403 | 0.49462
2016-09-01 | 6.1023 | 0.38304 | 6.4854 | 52.0347 | 56.0245 | 48.1329 | 0.48889
2016-10-01 | 5.7789 | 0.38437 | 6.1633 | 49.9525 | 53.8735 | 46.3744 | 0.45161
2016-11-01 | 6.126 | 0.53599 | 6.662 | 57.0684 | 62.3561 | 51.9662 | 0.48889
2016-12-01 | 6.4923 | 2.7105 | 9.2028 | 81.6513 | 93.6096 | 70.912 | 0.47312
2017-01-01 | 6.7359 | 5.1245 | 11.8604 | 112.4052 | 134.5638 | 92.5075 | 0.47312
2017-02-01 | 6.7302 | 4.2547 | 10.9849 | 91.3815 | 100.0853 | 83.4712 | 0.47619
2017-03-01 | 6.3721 | 0.94563 | 7.3177 | 59.9782 | 65.9546 | 54.1305 | 0.49462
2017-04-01 | 5.9893 | 0.3325 | 6.3218 | 52.9928 | 59.6265 | 47.6866 | 0.44444
2017-05-01 | 6.3363 | 0.34713 | 6.6834 | 52.9805 | 58.9317 | 47.1557 | 0.49462
2017-06-01 | 6.4784 | 0.35112 | 6.8295 | 58.0303 | 69.9429 | 46.6364 | 0.48889
2017-07-01 | 6.6921 | 0.36043 | 7.0525 | 67.8307 | 86.3334 | 52.5934 | 0.45161
2017-08-01 | 6.6958 | 0.36841 | 7.0642 | 63.0897 | 74.5179 | 51.9047 | 0.49462
2017-09-01 | 6.3904 | 0.36442 | 6.7548 | 54.6917 | 58.7761 | 50.8701 | 0.46667
2017-10-01 | 5.991 | 0.36442 | 6.3554 | 51.2733 | 55.5884 | 47.1912 | 0.47312
2017-11-01 | 6.3904 | 0.50939 | 6.8998 | 57.3124 | 61.2896 | 53.4648 | 0.48889
2017-12-01 | 6.7898 | 2.5789 | 9.3687 | 82.1671 | 94.0007 | 72.4197 | 0.45161
2018-01-01 | 6.9935 | 4.8758 | 11.8693 | 112.2648 | 131.4776 | 93.4621 | 0.49462
2018-02-01 | 6.9935 | 4.0498 | 11.0433 | 91.0995 | 99.0343 | 83.8854 | 0.47619
2018-03-01 | 6.5821 | 0.90041 | 7.4825 | 60.331 | 66.6634 | 54.6468 | 0.47312
2018-04-01 | 6.1707 | 0.31521 | 6.4859 | 54.0125 | 60.6079 | 48.2413 | 0.46667
2018-05-01 | 6.5821 | 0.32984 | 6.9119 | 55.0057 | 61.6127 | 48.5376 | 0.49462
2018-06-01 | 6.7466 | 0.3325 | 7.0791 | 58.8221 | 71.1245 | 48.058 | 0.46667
2018-07-01 | 6.9935 | 0.34181 | 7.3353 | 70.4735 | 88.0598 | 54.6815 | 0.47312
2018-08-01 | 6.9935 | 0.34979 | 7.3433 | 63.9018 | 74.348 | 53.6784 | 0.49462
2018-09-01 | 6.5821 | 0.3458 | 6.9279 | 55.6261 | 60.1662 | 51.5927 | 0.44444
2018-10-01 | 6.1707 | 0.3458 | 6.5165 | 52.6831 | 57.0064 | 48.4076 | 0.49462
2018-11-01 | 6.5821 | 0.48545 | 7.0675 | 58.7188 | 62.7645 | 54.8054 | 0.48889
2018-12-01 | 6.9935 | 2.4552 | 9.4487 | 82.3385 | 93.5612 | 73.0973 | 0.45161
2019-01-01 | 7.2033 | 4.6404 | 11.8437 | 113.3798 | 133.3402 | 93.8443
2019-02-01 | 7.2033 | 3.8543 | 11.0576 | 91.4692 | 99.4537 | 84.2117
2019-03-01 | 6.7796 | 0.85652 | 7.6361 | 61.5205 | 68.5804 | 55.7069
2019-04-01 | 6.3558 | 0.29925 | 6.6551 | 55.9202 | 62.8013 | 49.338
2019-05-01 | 6.7796 | 0.31255 | 7.0921 | 56.9439 | 64.2932 | 49.7496
2019-06-01 | 6.949 | 0.31654 | 7.2656 | 60.5447 | 73.9046 | 49.8557
2019-07-01 | 7.2033 | 0.32452 | 7.5278 | 73.9853 | 91.8537 | 56.4977
2019-08-01 | 7.2033 | 0.3325 | 7.5358 | 64.9235 | 75.6916 | 55.2541
2019-09-01 | 6.7796 | 0.32718 | 7.1067 | 56.9592 | 61.7421 | 52.5242
2019-10-01 | 6.3558 | 0.32718 | 6.683 | 54.2673 | 58.5232 | 50.0551
2019-11-01 | 6.7796 | 0.4903 | 7.2699 | 60.5784 | 64.9169 | 56.6573
2019-12-01 | 7.2033 | 2.4797 | 9.683 | 85.2771 | 96.6391 | 75.0725
2020-01-01 | 7.4194 | 4.6868 | 12.1062 | 117.4512 | 138.5448 | 96.8063
2020-02-01 | 7.4194 | 3.8929 | 11.3123 | 94.2346 | 102.6104 | 87.1067
2020-03-01 | 6.9829 | 0.86509 | 7.848 | 64.5364 | 71.36 | 58.4081
2020-04-01 | 6.5465 | 0.30224 | 6.8488 | 58.3632 | 65.0993 | 51.9197
2020-05-01 | 6.9829 | 0.31568 | 7.2986 | 59.6531 | 67.7993 | 52.9461
2020-06-01 | 7.1575 | 0.31971 | 7.4772 | 66.4214 | 79.4318 | 53.9758
2020-07-01 | 7.4194 | 0.32777 | 7.7471 | 76.5979 | 94.4829 | 59.0943
2020-08-01 | 7.4194 | 0.33583 | 7.7552 | 66.5823 | 77.6878 | 57.437
2020-09-01 | 6.9829 | 0.33045 | 7.3134 | 59.2307 | 63.8728 | 54.7049
2020-10-01 | 6.5465 | 0.33045 | 6.877 | 56.4623 | 60.635 | 52.5076
2020-11-01 | 6.9829 | 0.49521 | 7.4782 | 63.665 | 68.7727 | 59.069
2020-12-01 | 7.4194 | 2.5045 | 9.9239 | 89.2802 | 101.1853 | 77.6269
2021-01-01 | 7.642 | 4.7336 | 12.3756 | 118.5537 | 142.1607 | 99.1139
2021-02-01 | 7.642 | 3.9318 | 11.5738 | 96.7636 | 105.7413 | 88.6033
2021-03-01 | 7.1924 | 0.87374 | 8.0662 | 67.092 | 73.6294 | 60.693
2021-04-01 | 6.7429 | 0.30526 | 7.0482 | 60.5305 | 67.5195 | 53.8454
2021-05-01 | 7.1924 | 0.31883 | 7.5113 | 62.7015 | 71.9892 | 55.0521
2021-06-01 | 7.3722 | 0.3229 | 7.6951 | 68.5928 | 81.1684 | 56.5622
2021-07-01 | 7.642 | 0.33104 | 7.973 | 77.9412 | 96.6674 | 61.1263
2021-08-01 | 7.642 | 0.33918 | 7.9811 | 68.5403 | 78.9382 | 59.2031
2021-09-01 | 7.1924 | 0.33376 | 7.5262 | 60.9935 | 65.3086 | 56.7795
2021-10-01 | 6.7429 | 0.33376 | 7.0767 | 57.9853 | 62.1405 | 54.2089
2021-11-01 | 7.1924 | 0.50016 | 7.6926 | 66.0714 | 71.3949 | 60.9323
2021-12-01 | 7.642 | 2.5296 | 10.1715 | 91.5413 | 103.5822 | 79.7572
2022-01-01 | 7.8712 | 4.781 | 12.6522 | 122.0676 | 146.1172 | 102.2613
2022-02-01 | 7.8712 | 3.9711 | 11.8423 | 100.1298 | 109.0967 | 91.9782
2022-03-01 | 7.4082 | 0.88247 | 8.2907 | 69.7836 | 76.2275 | 63.4759
2022-04-01 | 6.9452 | 0.30832 | 7.2535 | 63.4856 | 71.078 | 56.8409
2022-05-01 | 7.4082 | 0.32202 | 7.7302 | 68.5571 | 80.0312 | 58.253
2022-06-01 | 7.5934 | 0.32613 | 7.9195 | 71.4929 | 83.4961 | 60.0131
2022-07-01 | 7.8712 | 0.33435 | 8.2056 | 80.0932 | 99.8071 | 63.8591
2022-08-01 | 7.8712 | 0.34258 | 8.2138 | 71.3492 | 80.2192 | 62.6678
2022-09-01 | 7.4082 | 0.33709 | 7.7453 | 63.5039 | 67.5663 | 59.5314
2022-10-01 | 6.9452 | 0.33709 | 7.2823 | 60.5378 | 64.4868 | 56.9352
2022-11-01 | 7.4082 | 0.50516 | 7.9134 | 68.8462 | 74.5266 | 63.3702
2022-12-01 | 7.8712 | 2.5549 | 10.4261 | 94.5325 | 107.3367 | 83.0348
2023-01-01 | 8.0286 | 4.8766 | 12.9052 | 124.509 | 149.0395 | 104.3065
2023-02-01 | 8.0286 | 4.0506 | 12.0792 | 102.1324 | 111.2787 | 93.8178
2023-03-01 | 7.5564 | 0.90012 | 8.4565 | 71.1793 | 77.7521 | 64.7454
2023-04-01 | 7.0841 | 0.31448 | 7.3986 | 64.7553 | 72.4996 | 57.9777
2023-05-01 | 7.5564 | 0.32846 | 7.8848 | 69.9282 | 81.6319 | 59.4181
2023-06-01 | 7.7453 | 0.33265 | 8.0779 | 72.9228 | 85.166 | 61.2134
2023-07-01 | 8.0286 | 0.34104 | 8.3697 | 81.6951 | 101.8032 | 65.1363
2023-08-01 | 8.0286 | 0.34943 | 8.3781 | 72.7762 | 81.8236 | 63.9211
2023-09-01 | 7.5564 | 0.34384 | 7.9002 | 64.774 | 68.9177 | 60.722
2023-10-01 | 7.0841 | 0.34384 | 7.4279 | 61.7486 | 65.7765 | 58.0739
2023-11-01 | 7.5564 | 0.51526 | 8.0716 | 70.2231 | 76.0171 | 64.6376
2023-12-01 | 8.0286 | 2.606 | 10.6346 | 96.4232 | 109.4834 | 84.6955
2024-01-01 | 8.1892 | 4.9741 | 13.1633 | 126.9991 | 152.0203 | 106.3927
2024-02-01 | 8.1892 | 4.1316 | 12.3208 | 104.175 | 113.5042 | 95.6941
2024-03-01 | 7.7075 | 0.91813 | 8.6256 | 72.6029 | 79.3071 | 66.0403
2024-04-01 | 7.2258 | 0.32077 | 7.5466 | 66.0504 | 73.9496 | 59.1372
2024-05-01 | 7.7075 | 0.33503 | 8.0425 | 71.3268 | 83.2645 | 60.6065
2024-06-01 | 7.9002 | 0.33931 | 8.2395 | 74.3812 | 86.8693 | 62.4376
2024-07-01 | 8.1892 | 0.34786 | 8.5371 | 83.329 | 103.8393 | 66.4391
2024-08-01 | 8.1892 | 0.35642 | 8.5456 | 74.2317 | 83.4601 | 65.1995
2024-09-01 | 7.7075 | 0.35071 | 8.0582 | 66.0695 | 70.296 | 61.9364
2024-10-01 | 7.2258 | 0.35071 | 7.5765 | 62.9835 | 67.0921 | 59.2354
2024-11-01 | 7.7075 | 0.52557 | 8.2331 | 71.6276 | 77.5375 | 65.9303
2024-12-01 | 8.1892 | 2.6581 | 10.8473 | 98.3516 | 111.6731 | 86.3894
2025-01-01 | 8.353 | 5.0736 | 13.4266 | 129.5391 | 155.0607 | 108.5205
2025-02-01 | 8.353 | 4.2142 | 12.5672 | 106.2585 | 115.7743 | 97.608
2025-03-01 | 7.8616 | 0.93649 | 8.7981 | 74.0549 | 80.8933 | 67.3611
2025-04-01 | 7.3703 | 0.32719 | 7.6975 | 67.3714 | 75.4286 | 60.32
2025-05-01 | 7.8616 | 0.34173 | 8.2034 | 72.7533 | 84.9298 | 61.8186
2025-06-01 | 8.0582 | 0.34609 | 8.4043 | 75.8688 | 88.6067 | 63.6864
2025-07-01 | 8.353 | 0.35482 | 8.7078 | 84.9955 | 105.9161 | 67.7678
2025-08-01 | 8.353 | 0.36354 | 8.7165 | 75.7163 | 85.1293 | 66.5035
2025-09-01 | 7.8616 | 0.35773 | 8.2194 | 67.3908 | 71.7019 | 63.1752
2025-10-01 | 7.3703 | 0.35773 | 7.728 | 64.2432 | 68.4339 | 60.4201
2025-11-01 | 7.8616 | 0.53608 | 8.3977 | 73.0601 | 79.0882 | 67.2489
2025-12-01 | 8.353 | 2.7112 | 11.0642 | 100.3186 | 113.9065 | 88.1172
2026-01-01 | 8.5201 | 5.1751 | 13.6951 | 132.1299 | 158.162 | 110.6909
2026-02-01 | 8.5201 | 4.2985 | 12.8185 | 108.3837 | 118.0898 | 99.5602
2026-03-01 | 8.0189 | 0.95522 | 8.9741 | 75.536 | 82.5111 | 68.7083
2026-04-01 | 7.5177 | 0.33373 | 7.8514 | 68.7189 | 76.9372 | 61.5264
2026-05-01 | 8.0189 | 0.34857 | 8.3674 | 74.2084 | 86.6284 | 63.055
2026-06-01 | 8.2194 | 0.35302 | 8.5724 | 77.3862 | 90.3789 | 64.9601
2026-07-01 | 8.5201 | 0.36191 | 8.882 | 86.6955 | 108.0344 | 69.1232
2026-08-01 | 8.5201 | 0.37081 | 8.8909 | 77.2307 | 86.8319 | 67.8336
2026-09-01 | 8.0189 | 0.36488 | 8.3838 | 68.7387 | 73.136 | 64.4387
2026-10-01 | 7.5177 | 0.36488 | 7.8826 | 65.5281 | 69.8026 | 61.6285
2026-11-01 | 8.0189 | 0.5468 | 8.5657 | 74.5213 | 80.67 | 68.5939
2026-12-01 | 8.5201 | 2.7655 | 11.2855 | 102.325 | 116.1847 | 89.8796
2027-01-01 | 8.6905 | 5.2786 | 13.969 | 134.7725 | 161.3252 | 112.9047
2027-02-01 | 8.6905 | 4.3844 | 13.0749 | 110.5514 | 120.4516 | 101.5514
2027-03-01 | 8.1793 | 0.97432 | 9.1536 | 77.0467 | 84.1613 | 70.0825
2027-04-01 | 7.6681 | 0.34041 | 8.0085 | 70.0932 | 78.4759 | 62.7569
2027-05-01 | 8.1793 | 0.35554 | 8.5348 | 75.6926 | 88.361 | 64.3161
2027-06-01 | 8.3837 | 0.36008 | 8.7438 | 78.9339 | 92.1864 | 66.2593
2027-07-01 | 8.6905 | 0.36915 | 9.0596 | 88.4294 | 110.1951 | 70.5057
2027-08-01 | 8.6905 | 0.37823 | 9.0687 | 78.7753 | 88.5685 | 69.1903
2027-09-01 | 8.1793 | 0.37218 | 8.5514 | 70.1134 | 74.5987 | 65.7274
2027-10-01 | 7.6681 | 0.37218 | 8.0402 | 66.8386 | 71.1986 | 62.8611
2027-11-01 | 8.1793 | 0.55774 | 8.737 | 76.0118 | 82.2834 | 69.9658
2027-12-01 | 8.6905 | 2.8208 | 11.5112 | 104.3715 | 118.5084 | 91.6772
2028-01-01 | 8.8643 | 5.3842 | 14.2484 | 137.4679 | 164.5517 | 115.1628
2028-02-01 | 8.8643 | 4.4721 | 13.3364 | 112.7624 | 122.8606 | 103.5824
2028-03-01 | 8.3428 | 0.99381 | 9.3367 | 78.5877 | 85.8446 | 71.4841
2028-04-01 | 7.8214 | 0.34722 | 8.1686 | 71.4951 | 80.0454 | 64.012
2028-05-01 | 8.3428 | 0.36265 | 8.7055 | 77.2064 | 90.1282 | 65.6024
2028-06-01 | 8.5514 | 0.36728 | 8.9187 | 80.5126 | 94.0302 | 67.5845
2028-07-01 | 8.8643 | 0.37654 | 9.2408 | 90.198 | 112.399 | 71.9158
2028-08-01 | 8.8643 | 0.3858 | 9.2501 | 80.3508 | 90.3399 | 70.5741
2028-09-01 | 8.3428 | 0.37962 | 8.7225 | 71.5157 | 76.0907 | 67.042
2028-10-01 | 7.8214 | 0.37962 | 8.201 | 68.1754 | 72.6226 | 64.1183
2028-11-01 | 8.3428 | 0.56889 | 8.9117 | 77.532 | 83.929 | 71.3651
2028-12-01 | 8.8643 | 2.8772 | 11.7415 | 106.4589 | 120.8785 | 93.5107
2029-01-01 | 9.0416 | 5.4918 | 14.5334 | 140.2173 | 167.8427 | 117.4661
2029-02-01 | 9.0416 | 4.5616 | 13.6031 | 115.0177 | 125.3178 | 105.6541
2029-03-01 | 8.5097 | 1.0137 | 9.5234 | 80.1594 | 87.5615 | 72.9138
2029-04-01 | 7.9778 | 0.35416 | 8.332 | 72.925 | 81.6463 | 65.2923
2029-05-01 | 8.5097 | 0.3699 | 8.8796 | 78.7506 | 91.9307 | 66.9144
2029-06-01 | 8.7224 | 0.37462 | 9.0971 | 82.1229 | 95.9108 | 68.9362
2029-07-01 | 9.0416 | 0.38407 | 9.4256 | 92.0019 | 114.647 | 73.3541
2029-08-01 | 9.0416 | 0.39351 | 9.4351 | 81.9578 | 92.1467 | 71.9856
2029-09-01 | 8.5097 | 0.38721 | 8.8969 | 72.946 | 77.6125 | 68.3828
2029-10-01 | 7.9778 | 0.38721 | 8.3651 | 69.5389 | 74.075 | 65.4007
2029-11-01 | 8.5097 | 0.58027 | 9.09 | 79.0826 | 85.6076 | 72.7924
2029-12-01 | 9.0416 | 2.9347 | 11.9763 | 108.5881 | 123.2961 | 95.3809
2030-01-01 | 9.2224 | 5.6017 | 14.8241 | 143.0216 | 171.1996 | 119.8154
2030-02-01 | 9.2224 | 4.6528 | 13.8752 | 117.318 | 127.8242 | 107.7671
2030-03-01 | 8.6799 | 1.034 | 9.7139 | 81.7626 | 89.3127 | 74.3721
2030-04-01 | 8.1374 | 0.36124 | 8.4986 | 74.3835 | 83.2792 | 66.5981
2030-05-01 | 8.6799 | 0.3773 | 9.0572 | 80.3256 | 93.7694 | 68.2527
2030-06-01 | 8.8969 | 0.38212 | 9.279 | 83.7653 | 97.829 | 70.3149
2030-07-01 | 9.2224 | 0.39175 | 9.6141 | 93.8419 | 116.9399 | 74.8212
2030-08-01 | 9.2224 | 0.40138 | 9.6238 | 83.597 | 93.9896 | 73.4253
2030-09-01 | 8.6799 | 0.39496 | 9.0749 | 74.4049 | 79.1647 | 69.7505
2030-10-01 | 8.1374 | 0.39496 | 8.5324 | 70.9297 | 75.5565 | 66.7087
2030-11-01 | 8.6799 | 0.59188 | 9.2718 | 80.6643 | 87.3198 | 74.2482
2030-12-01 | 9.2224 | 2.9934 | 12.2158 | 110.7599 | 125.762 | 97.2885
2031-01-01 | 9.4068 | 5.7137 | 15.1205 | 145.8821 | 174.6236 | 122.2117
2031-02-01 | 9.4068 | 4.7459 | 14.1527 | 119.6644 | 130.3807 | 109.9225
2031-03-01 | 8.8535 | 1.0546 | 9.9081 | 83.3979 | 91.099 | 75.8595
2031-04-01 | 8.3001 | 0.36847 | 8.6686 | 75.8712 | 84.9448 | 67.9301
2031-05-01 | 8.8535 | 0.38484 | 9.2383 | 81.9321 | 95.6448 | 69.6178
2031-06-01 | 9.0748 | 0.38976 | 9.4646 | 85.4406 | 99.7856 | 71.7212
2031-07-01 | 9.4068 | 0.39958 | 9.8064 | 95.7188 | 119.2787 | 76.3176
2031-08-01 | 9.4068 | 0.40941 | 9.8162 | 85.2689 | 95.8694 | 74.8938
2031-09-01 | 8.8535 | 0.40286 | 9.2564 | 75.893 | 80.748 | 71.1455
2031-10-01 | 8.3001 | 0.40286 | 8.703 | 72.3483 | 77.0677 | 68.0429
2031-11-01 | 8.8535 | 0.60371 | 9.4572 | 82.2776 | 89.0662 | 75.7332
2031-12-01 | 9.4068 | 3.0533 | 12.4601 | 112.9751 | 128.2773 | 99.2343
2032-01-01 | 9.595 | 5.828 | 15.423 | 148.7997 | 178.1161 | 124.656
2032-02-01 | 9.595 | 4.8408 | 14.4358 | 122.0577 | 132.9883 | 112.1209
2032-03-01 | 9.0306 | 1.0757 | 10.1063 | 85.0658 | 92.9209 | 77.3767
2032-04-01 | 8.4662 | 0.37584 | 8.842 | 77.3886 | 86.6437 | 69.2887
2032-05-01 | 9.0306 | 0.39254 | 9.4231 | 83.5707 | 97.5576 | 71.0101
2032-06-01 | 9.2563 | 0.39755 | 9.6539 | 87.1494 | 101.7813 | 73.1556
2032-07-01 | 9.595 | 0.40757 | 10.0025 | 97.6332 | 121.6643 | 77.8439
2032-08-01 | 9.595 | 0.4176 | 10.0126 | 86.9743 | 97.7868 | 76.3917
2032-09-01 | 9.0306 | 0.41092 | 9.4415 | 77.4109 | 82.363 | 72.5684
2032-10-01 | 8.4662 | 0.41092 | 8.8771 | 73.7952 | 78.609 | 69.4037
2032-11-01 | 9.0306 | 0.61579 | 9.6464 | 83.9231 | 90.8475 | 77.2479
2032-12-01 | 9.595 | 3.1144 | 12.7093 | 115.2346 | 130.8428 | 101.219
2033-01-01 | 9.7869 | 5.9445 | 15.7314 | 151.7757 | 181.6784 | 127.1491
2033-02-01 | 9.7869 | 4.9376 | 14.7245 | 124.4988 | 135.6481 | 114.3633
2033-03-01 | 9.2112 | 1.0972 | 10.3084 | 86.7671 | 94.7793 | 78.9242
2033-04-01 | 8.6355 | 0.38335 | 9.0188 | 78.9364 | 88.3766 | 70.6745
2033-05-01 | 9.2112 | 0.40039 | 9.6116 | 85.2421 | 99.5088 | 72.4303
2033-06-01 | 9.4415 | 0.4055 | 9.847 | 88.8924 | 103.8169 | 74.6187
2033-07-01 | 9.7869 | 0.41573 | 10.2026 | 99.5858 | 124.0976 | 79.4008
2033-08-01 | 9.7869 | 0.42595 | 10.2128 | 88.7138 | 99.7425 | 77.9195
2033-09-01 | 9.2112 | 0.41913 | 9.6303 | 78.9591 | 84.0102 | 74.0198
2033-10-01 | 8.6355 | 0.41913 | 9.0546 | 75.2711 | 80.1812 | 70.7918
2033-11-01 | 9.2112 | 0.6281 | 9.8393 | 85.6016 | 92.6644 | 78.7928
2033-12-01 | 9.7869 | 3.1767 | 12.9635 | 117.5393 | 133.4597 | 103.2434
2034-01-01 | 9.9826 | 6.0634 | 16.046 | 154.8112 | 185.3119 | 129.6921
2034-02-01 | 9.9826 | 5.0364 | 15.019 | 126.9888 | 138.361 | 116.6506
2034-03-01 | 9.3954 | 1.1192 | 10.5146 | 88.5025 | 96.6749 | 80.5027
2034-04-01 | 8.8082 | 0.39102 | 9.1992 | 80.5151 | 90.1441 | 72.088
2034-05-01 | 9.3954 | 0.4084 | 9.8038 | 86.947 | 101.499 | 73.8789
2034-06-01 | 9.6303 | 0.41361 | 10.0439 | 90.6703 | 105.8933 | 76.1111
2034-07-01 | 9.9826 | 0.42404 | 10.4067 | 101.5775 | 126.5795 | 80.9888
2034-08-01 | 9.9826 | 0.43447 | 10.4171 | 90.488 | 101.7374 | 79.4779
2034-09-01 | 9.3954 | 0.42752 | 9.8229 | 80.5383 | 85.6904 | 75.5002
2034-10-01 | 8.8082 | 0.42752 | 9.2357 | 76.7766 | 81.7848 | 72.2077
2034-11-01 | 9.3954 | 0.64067 | 10.0361 | 87.3136 | 94.5177 | 80.3687
2034-12-01 | 9.9826 | 3.2402 | 13.2228 | 119.8901 | 136.1289 | 105.3082
2035-01-01 | 10.1823 | 6.1847 | 16.367 | 157.9075 | 189.0182 | 132.2859
2035-02-01 | 10.1823 | 5.1371 | 15.3193 | 129.5286 | 141.1282 | 118.9836
2035-03-01 | 9.5833 | 1.1416 | 10.7249 | 90.2725 | 98.6084 | 82.1128
2035-04-01 | 8.9843 | 0.39884 | 9.3832 | 82.1254 | 91.947 | 73.5297
2035-05-01 | 9.5833 | 0.41657 | 9.9999 | 88.6859 | 103.529 | 75.3565
2035-06-01 | 9.8229 | 0.42189 | 10.2448 | 92.4837 | 108.0111 | 77.6333
2035-07-01 | 10.1823 | 0.43252 | 10.6148 | 103.6091 | 129.1111 | 82.6086
2035-08-01 | 10.1823 | 0.44316 | 10.6254 | 92.2978 | 103.7721 | 81.0674
2035-09-01 | 9.5833 | 0.43607 | 10.0194 | 82.1491 | 87.4043 | 77.0102
2035-10-01 | 8.9843 | 0.43607 | 9.4204 | 78.3121 | 83.4205 | 73.6518
2035-11-01 | 9.5833 | 0.65348 | 10.2368 | 89.0599 | 96.4081 | 81.9761
2035-12-01 | 10.1823 | 3.305 | 13.4873 | 122.2879 | 138.8514 | 107.4144
2036-01-01 | 10.3859 | 6.3084 | 16.6943 | 161.0656 | 192.7985 | 134.9316
2036-02-01 | 10.3859 | 5.2398 | 15.6257 | 132.1191 | 143.9508 | 121.3633
2036-03-01 | 9.775 | 1.1644 | 10.9394 | 92.078 | 100.5806 | 83.755
2036-04-01 | 9.164 | 0.40682 | 9.5709 | 83.7679 | 93.786 | 75.0003
2036-05-01 | 9.775 | 0.4249 | 10.1999 | 90.4596 | 105.5995 | 76.8636
2036-06-01 | 10.0193 | 0.43032 | 10.4497 | 94.3334 | 110.1713 | 79.186
2036-07-01 | 10.3859 | 0.44117 | 10.8271 | 105.6813 | 131.6933 | 84.2608
2036-08-01 | 10.3859 | 0.45202 | 10.8379 | 94.1438 | 105.8475 | 82.6888
2036-09-01 | 9.775 | 0.44479 | 10.2198 | 83.792 | 89.1523 | 78.5504
2036-10-01 | 9.164 | 0.44479 | 9.6088 | 79.8783 | 85.0889 | 75.1248
2036-11-01 | 9.775 | 0.66655 | 10.4415 | 90.8411 | 98.3363 | 83.6156
2036-12-01 | 10.3859 | 3.3711 | 13.757 | 124.7336 | 141.6285 | 109.5627
2037-01-01 | 10.5936 | 6.4346 | 17.0282 | 164.2869 | 196.6545 | 137.6302
2037-02-01 | 10.5936 | 5.3446 | 15.9382 | 134.7615 | 146.8298 | 123.7906
2037-03-01 | 9.9705 | 1.1877 | 11.1582 | 93.9195 | 102.5922 | 85.4301
2037-04-01 | 9.3473 | 0.41495 | 9.7623 | 85.4433 | 95.6617 | 76.5003
2037-05-01 | 9.9705 | 0.4334 | 10.4039 | 92.2688 | 107.7115 | 78.4009
2037-06-01 | 10.2197 | 0.43893 | 10.6587 | 96.22 | 112.3748 | 80.7697
2037-07-01 | 10.5936 | 0.45 | 11.0436 | 107.7949 | 134.3272 | 85.946
2037-08-01 | 10.5936 | 0.46106 | 11.0547 | 96.0266 | 107.9645 | 84.3426
2037-09-01 | 9.9705 | 0.45368 | 10.4242 | 85.4679 | 90.9354 | 80.1214
2037-10-01 | 9.3473 | 0.45368 | 9.801 | 81.4759 | 86.7907 | 76.6273
2037-11-01 | 9.9705 | 0.67988 | 10.6504 | 92.6579 | 100.303 | 85.2879
2037-12-01 | 10.5936 | 3.4385 | 14.0321 | 127.2283 | 144.461 | 111.7539
2038-01-01 | 10.8055 | 6.5633 | 17.3688 | 167.5727 | 200.5876 | 140.3828
2038-02-01 | 10.8055 | 5.4515 | 16.257 | 137.4568 | 149.7664 | 126.2664
2038-03-01 | 10.1699 | 1.2114 | 11.3813 | 95.7979 | 104.6441 | 87.1387
2038-04-01 | 9.5343 | 0.42325 | 9.9575 | 87.1521 | 97.5749 | 78.0303
2038-05-01 | 10.1699 | 0.44207 | 10.6119 | 94.1142 | 109.8658 | 79.9689
2038-06-01 | 10.4241 | 0.44771 | 10.8718 | 98.1444 | 114.6223 | 82.3851
2038-07-01 | 10.8055 | 0.459 | 11.2645 | 109.9508 | 137.0137 | 87.6649
2038-08-01 | 10.8055 | 0.47028 | 11.2758 | 97.9472 | 110.1238 | 86.0294
2038-09-01 | 10.1699 | 0.46276 | 10.6326 | 87.1772 | 92.7541 | 81.7238
2038-10-01 | 9.5343 | 0.46276 | 9.997 | 83.1054 | 88.5265 | 78.1599
2038-11-01 | 10.1699 | 0.69348 | 10.8634 | 94.5111 | 102.309 | 86.9937
2038-12-01 | 10.8055 | 3.5073 | 14.3128 | 129.7729 | 147.3503 | 113.989
2039-01-01 | 11.0216 | 6.6945 | 17.7161 | 170.9241 | 204.5994 | 143.1905
2039-02-01 | 11.0216 | 5.5605 | 16.5821 | 140.2059 | 152.7617 | 128.7917
2039-03-01 | 10.3733 | 1.2357 | 11.609 | 97.7139 | 106.7369 | 88.8815
2039-04-01 | 9.7249 | 0.43172 | 10.1567 | 88.8952 | 99.5264 | 79.5909
2039-05-01 | 10.3733 | 0.45091 | 10.8242 | 95.9965 | 112.0631 | 81.5683
2039-06-01 | 10.6326 | 0.45666 | 11.0893 | 100.1073 | 116.9147 | 84.0328
2039-07-01 | 11.0216 | 0.46818 | 11.4898 | 112.1498 | 139.754 | 89.4182
2039-08-01 | 11.0216 | 0.47969 | 11.5013 | 99.9061 | 112.3263 | 87.75
2039-09-01 | 10.3733 | 0.47201 | 10.8453 | 88.9208 | 94.6092 | 83.3583
2039-10-01 | 9.7249 | 0.47201 | 10.197 | 84.7675 | 90.2971 | 79.7231
2039-11-01 | 10.3733 | 0.70735 | 11.0806 | 96.4013 | 104.3552 | 88.7335
2039-12-01 | 11.0216 | 3.5774 | 14.599 | 132.3683 | 150.2973 | 116.2688
2040-01-01 | 11.242 | 6.8284 | 18.0705 | 174.3426 | 208.6913 | 146.0543
2040-02-01 | 11.242 | 5.6718 | 16.9138 | 143.01 | 155.817 | 131.3675
2040-03-01 | 10.5807 | 1.2604 | 11.8411 | 99.6682 | 108.8717 | 90.6591
2040-04-01 | 9.9194 | 0.44035 | 10.3598 | 90.6731 | 101.5169 | 81.1827
2040-05-01 | 10.5807 | 0.45992 | 11.0407 | 97.9164 | 114.3043 | 83.1997
2040-06-01 | 10.8453 | 0.4658 | 11.3111 | 102.1095 | 119.253 | 85.7135
2040-07-01 | 11.242 | 0.47754 | 11.7196 | 114.3928 | 142.5491 | 91.2066
2040-08-01 | 11.242 | 0.48928 | 11.7313 | 101.9042 | 114.5728 | 89.505
2040-09-01 | 10.5807 | 0.48145 | 11.0622 | 90.6992 | 96.5014 | 85.0254
2040-10-01 | 9.9194 | 0.48145 | 10.4009 | 86.4629 | 92.103 | 81.3176
2040-11-01 | 10.5807 | 0.72149 | 11.3022 | 98.3293 | 106.4423 | 90.5082
2040-12-01 | 11.242 | 3.649 | 14.891 | 135.0157 | 153.3032 | 118.5942

## Purchases from Market - Low
Energy Purchases from New Brunswick/Nalcor: Low Case
| New Brunswick Energy Sales (Low Case) | [7 empty] | Nalcor Energy Sales (Low Case)
| MassHub - On Peak - Low | MassHub - On Peak - Low | Plus: NB Transmission (On Peak) | NB On Peak Price | MassHub - Off Peak - Low | MassHub - Off Peak - Base | Plus: NB Transmission (OffPeak) | NB Off Peak Price | MassHub - On Peak - Low | MassHub - On Peak - Low | Plus: NB Transmission (On Peak) | Nalcor On Peak Price | MassHub - Off Peak - Low | MassHub - Off Peak - Low | Plus: NB Transmission (OffPeak) | Nalcor Off Peak Price
| US$ | CAD$ | CAD$ | CAD$ | US$ | CAD$ | CAD$ | CAD$ | US$ | CAD$ | CAD$ | CAD$ | US$ | CAD$ | CAD$ | CAD$ | x
2017-01-01 | 87.269 | 89.887 | 7.3531 | 97.2402 | 57.5369 | 59.263 | 3.5007 | 62.7638 | 87.269 | 89.887 |  | 89.887 | 57.5369 | 59.263 |  | 59.263 | x
2017-02-01 | 62.9308 | 64.8187 | 7.3531 | 72.1718 | 51.9849 | 53.5445 | 3.5007 | 57.0452 | 62.9308 | 64.8187 |  | 64.8187 | 51.9849 | 53.5445 |  | 53.5445 | x
2017-03-01 | 41.8822 | 43.1386 | 7.3531 | 50.4918 | 35.1918 | 36.2475 | 3.5007 | 39.7483 | 41.8822 | 43.1386 |  | 43.1386 | 35.1918 | 36.2475 |  | 36.2475 | x
2017-04-01 | 38.081 | 39.2235 | 7.3531 | 46.5766 | 31.3089 | 32.2482 | 3.5007 | 35.749 | 38.081 | 39.2235 |  | 39.2235 | 31.3089 | 32.2482 |  | 32.2482 | x
2017-05-01 | 37.3237 | 38.4434 | 7.3531 | 45.7965 | 32.0242 | 32.985 | 3.5007 | 36.4857 | 37.3237 | 38.4434 |  | 38.4434 | 32.0242 | 32.985 |  | 32.985 | x
2017-06-01 | 44.6884 | 46.029 | 7.3531 | 53.3821 | 32.1651 | 33.13 | 3.5007 | 36.6307 | 44.6884 | 46.029 |  | 46.029 | 32.1651 | 33.13 |  | 33.13 | x
2017-07-01 | 57.3635 | 59.0844 | 7.3531 | 66.4375 | 34.2219 | 35.2486 | 3.5007 | 38.7493 | 57.3635 | 59.0844 |  | 59.0844 | 34.2219 | 35.2486 |  | 35.2486 | x
2017-08-01 | 48.7527 | 50.2152 | 7.3531 | 57.5684 | 33.9477 | 34.9661 | 3.5007 | 38.4669 | 48.7527 | 50.2152 |  | 50.2152 | 33.9477 | 34.9661 |  | 34.9661 | x
2017-09-01 | 38.6361 | 39.7952 | 7.3531 | 47.1483 | 32.9428 | 33.9311 | 3.5007 | 37.4319 | 38.6361 | 39.7952 |  | 39.7952 | 32.9428 | 33.9311 |  | 33.9311 | x
2017-10-01 | 36.7356 | 37.8376 | 7.3531 | 45.1908 | 31.0752 | 32.0074 | 3.5007 | 35.5081 | 36.7356 | 37.8376 |  | 37.8376 | 31.0752 | 32.0074 |  | 32.0074 | x
2017-11-01 | 39.577 | 40.7643 | 7.3531 | 48.1174 | 33.9519 | 34.9705 | 3.5007 | 38.4712 | 39.577 | 40.7643 |  | 40.7643 | 33.9519 | 34.9705 |  | 34.9705 | x
2017-12-01 | 60.5443 | 62.3606 | 7.3531 | 69.7137 | 45.372 | 46.7331 | 3.5007 | 50.2339 | 60.5443 | 62.3606 |  | 62.3606 | 45.372 | 46.7331 |  | 46.7331 | x
2018-01-01 | 85.388 | 87.9497 | 7.4267 | 95.3763 | 58.0672 | 59.8092 | 3.5357 | 63.3449 | 85.388 | 87.9497 |  | 87.9497 | 58.0672 | 59.8092 |  | 59.8092 | x
2018-02-01 | 62.0964 | 63.9593 | 7.4267 | 71.386 | 52.3566 | 53.9273 | 3.5357 | 57.463 | 62.0964 | 63.9593 |  | 63.9593 | 52.3566 | 53.9273 |  | 53.9273 | x
2018-03-01 | 42.2259 | 43.4926 | 7.4267 | 50.9193 | 35.9973 | 37.0773 | 3.5357 | 40.613 | 42.2259 | 43.4926 |  | 43.4926 | 35.9973 | 37.0773 |  | 37.0773 | x
2018-04-01 | 38.7352 | 39.8973 | 7.4267 | 47.324 | 32.0321 | 32.993 | 3.5357 | 36.5288 | 38.7352 | 39.8973 |  | 39.8973 | 32.0321 | 32.993 |  | 32.993 | x
2018-05-01 | 39.1022 | 40.2753 | 7.4267 | 47.7019 | 33.0995 | 34.0925 | 3.5357 | 37.6283 | 39.1022 | 40.2753 |  | 40.2753 | 33.0995 | 34.0925 |  | 34.0925 | x
2018-06-01 | 45.9939 | 47.3737 | 7.4267 | 54.8004 | 33.3854 | 34.3869 | 3.5357 | 37.9227 | 45.9939 | 47.3737 |  | 47.3737 | 33.3854 | 34.3869 |  | 34.3869 | x
2018-07-01 | 58.518 | 60.2736 | 7.4267 | 67.7002 | 35.5593 | 36.626 | 3.5357 | 40.1618 | 58.518 | 60.2736 |  | 60.2736 | 35.5593 | 36.626 |  | 36.626 | x
2018-08-01 | 48.2621 | 49.71 | 7.4267 | 57.1366 | 35.1967 | 36.2526 | 3.5357 | 39.7883 | 48.2621 | 49.71 |  | 49.71 | 35.1967 | 36.2526 |  | 36.2526 | x
2018-09-01 | 39.5566 | 40.7433 | 7.4267 | 48.17 | 33.7001 | 34.7111 | 3.5357 | 38.2468 | 39.5566 | 40.7433 |  | 40.7433 | 33.7001 | 34.7111 |  | 34.7111 | x
2018-10-01 | 37.6772 | 38.8075 | 7.4267 | 46.2342 | 31.9238 | 32.8815 | 3.5357 | 36.4173 | 37.6772 | 38.8075 |  | 38.8075 | 31.9238 | 32.8815 |  | 32.8815 | x
2018-11-01 | 40.5451 | 41.7615 | 7.4267 | 49.1881 | 34.8612 | 35.907 | 3.5357 | 39.4427 | 40.5451 | 41.7615 |  | 41.7615 | 34.8612 | 35.907 |  | 35.907 | x
2018-12-01 | 60.4481 | 62.2615 | 7.4267 | 69.6882 | 45.8693 | 47.2454 | 3.5357 | 50.7812 | 60.4481 | 62.2615 |  | 62.2615 | 45.8693 | 47.2454 |  | 47.2454 | x
2019-01-01 | 86.7468 | 89.3492 | 7.5009 | 96.8501 | 58.4068 | 60.159 | 3.5711 | 63.7301 | 86.7468 | 89.3492 |  | 89.3492 | 58.4068 | 60.159 |  | 60.159 | x
2019-02-01 | 62.4277 | 64.3005 | 7.5009 | 71.8014 | 52.6404 | 54.2196 | 3.5711 | 57.7907 | 62.4277 | 64.3005 |  | 64.3005 | 52.6404 | 54.2196 |  | 54.2196 | x
2019-03-01 | 43.5086 | 44.8139 | 7.5009 | 52.3148 | 36.8638 | 37.9697 | 3.5711 | 41.5408 | 43.5086 | 44.8139 |  | 44.8139 | 36.8638 | 37.9697 |  | 37.9697 | x
2019-04-01 | 40.2168 | 41.4233 | 7.5009 | 48.9242 | 32.9203 | 33.9079 | 3.5711 | 37.479 | 40.2168 | 41.4233 |  | 41.4233 | 32.9203 | 33.9079 |  | 33.9079 | x
2019-05-01 | 40.9228 | 42.1505 | 7.5009 | 49.6514 | 34.0864 | 35.109 | 3.5711 | 38.6801 | 40.9228 | 42.1505 |  | 42.1505 | 34.0864 | 35.109 |  | 35.109 | x
2019-06-01 | 47.8099 | 49.2442 | 7.5009 | 56.7452 | 34.4873 | 35.5219 | 3.5711 | 39.093 | 47.8099 | 49.2442 |  | 49.2442 | 34.4873 | 35.5219 |  | 35.5219 | x
2019-07-01 | 61.3302 | 63.1701 | 7.5009 | 70.671 | 36.6752 | 37.7755 | 3.5711 | 41.3466 | 61.3302 | 63.1701 |  | 63.1701 | 36.6752 | 37.7755 |  | 37.7755 | x
2019-08-01 | 49.1673 | 50.6423 | 7.5009 | 58.1432 | 36.2814 | 37.3699 | 3.5711 | 40.941 | 49.1673 | 50.6423 |  | 50.6423 | 36.2814 | 37.3699 |  | 37.3699 | x
2019-09-01 | 40.5934 | 41.8112 | 7.5009 | 49.3121 | 34.5208 | 35.5564 | 3.5711 | 39.1275 | 40.5934 | 41.8112 |  | 41.8112 | 34.5208 | 35.5564 |  | 35.5564 | x
2019-10-01 | 38.6778 | 39.8381 | 7.5009 | 47.339 | 32.8916 | 33.8784 | 3.5711 | 37.4495 | 38.6778 | 39.8381 |  | 39.8381 | 32.8916 | 33.8784 |  | 33.8784 | x
2019-11-01 | 41.9954 | 43.2553 | 7.5009 | 50.7562 | 36.0539 | 37.1355 | 3.5711 | 40.7066 | 41.9954 | 43.2553 |  | 43.2553 | 36.0539 | 37.1355 |  | 37.1355 | x
2019-12-01 | 62.4088 | 64.281 | 7.5009 | 71.782 | 47.1752 | 48.5905 | 3.5711 | 52.1616 | 62.4088 | 64.281 |  | 64.281 | 47.1752 | 48.5905 |  | 48.5905 | x
2020-01-01 | 90.179 | 92.8844 | 7.5759 | 100.4604 | 60.4693 | 62.2833 | 3.6068 | 65.8901 | 90.179 | 92.8844 |  | 92.8844 | 60.4693 | 62.2833 |  | 62.2833 | x
2020-02-01 | 64.6139 | 66.5524 | 7.5759 | 74.1283 | 54.5806 | 56.218 | 3.6068 | 59.8248 | 64.6139 | 66.5524 |  | 66.5524 | 54.5806 | 56.218 |  | 56.218 | x
2020-03-01 | 45.6926 | 47.0634 | 7.5759 | 54.6393 | 38.5562 | 39.7129 | 3.6068 | 43.3197 | 45.6926 | 47.0634 |  | 47.0634 | 38.5562 | 39.7129 |  | 39.7129 | x
2020-04-01 | 41.9699 | 43.229 | 7.5759 | 50.8049 | 34.5492 | 35.5857 | 3.6068 | 39.1925 | 41.9699 | 43.229 |  | 43.229 | 34.5492 | 35.5857 |  | 35.5857 | x
2020-05-01 | 43.3836 | 44.6851 | 7.5759 | 52.261 | 35.9642 | 37.0431 | 3.6068 | 40.6499 | 43.3836 | 44.6851 |  | 44.6851 | 35.9642 | 37.0431 |  | 37.0431 | x
2020-06-01 | 51.8772 | 53.4335 | 7.5759 | 61.0095 | 36.5807 | 37.6781 | 3.6068 | 41.2849 | 51.8772 | 53.4335 |  | 53.4335 | 36.5807 | 37.6781 |  | 37.6781
2020-07-01 | 63.3188 | 65.2183 | 7.5759 | 72.7943 | 38.4413 | 39.5945 | 3.6068 | 43.2013 | 63.3188 | 65.2183 |  | 65.2183 | 38.4413 | 39.5945 |  | 39.5945
2020-08-01 | 50.7149 | 52.2363 | 7.5759 | 59.8122 | 37.9141 | 39.0515 | 3.6068 | 42.6583 | 50.7149 | 52.2363 |  | 52.2363 | 37.9141 | 39.0515 |  | 39.0515
2020-09-01 | 42.1724 | 43.4376 | 7.5759 | 51.0135 | 36.1218 | 37.2055 | 3.6068 | 40.8123 | 42.1724 | 43.4376 |  | 43.4376 | 36.1218 | 37.2055 |  | 37.2055
2020-10-01 | 40.2158 | 41.4223 | 7.5759 | 48.9982 | 34.4953 | 35.5302 | 3.6068 | 39.137 | 40.2158 | 41.4223 |  | 41.4223 | 34.4953 | 35.5302 |  | 35.5302
2020-11-01 | 44.8692 | 46.2153 | 7.5759 | 53.7912 | 37.7833 | 38.9168 | 3.6068 | 42.5236 | 44.8692 | 46.2153 |  | 46.2153 | 37.7833 | 38.9168 |  | 38.9168
2020-12-01 | 65.3997 | 67.3617 | 7.5759 | 74.9376 | 48.9512 | 50.4197 | 3.6068 | 54.0265 | 65.3997 | 67.3617 |  | 67.3617 | 48.9512 | 50.4197 |  | 50.4197
2021-01-01 | 92.2685 | 95.0365 | 7.6517 | 102.6882 | 61.8755 | 63.7318 | 3.6429 | 67.3746 | 92.2685 | 95.0365 |  | 95.0365 | 61.8755 | 63.7318 |  | 63.7318
2021-02-01 | 66.6798 | 68.6802 | 7.6517 | 76.3319 | 55.5651 | 57.2321 | 3.6429 | 60.875 | 66.6798 | 68.6802 |  | 68.6802 | 55.5651 | 57.2321 |  | 57.2321
2021-03-01 | 47.0834 | 48.4959 | 7.6517 | 56.1476 | 39.5171 | 40.7026 | 3.6429 | 44.3455 | 47.0834 | 48.4959 |  | 48.4959 | 39.5171 | 40.7026 |  | 40.7026
2021-04-01 | 43.4376 | 44.7407 | 7.6517 | 52.3924 | 35.4563 | 36.52 | 3.6429 | 40.1629 | 43.4376 | 44.7407 |  | 44.7407 | 35.4563 | 36.52 |  | 36.52
2021-05-01 | 46.0565 | 47.4382 | 7.6517 | 55.0899 | 36.9893 | 38.099 | 3.6429 | 41.7419 | 46.0565 | 47.4382 |  | 47.4382 | 36.9893 | 38.099 |  | 38.099
2021-06-01 | 53.1068 | 54.7001 | 7.6517 | 62.3517 | 37.7602 | 38.8931 | 3.6429 | 42.5359 | 53.1068 | 54.7001 |  | 54.7001 | 37.7602 | 38.8931 |  | 38.8931
2021-07-01 | 64.3283 | 66.2581 | 7.6517 | 73.9098 | 39.4943 | 40.6791 | 3.6429 | 44.322 | 64.3283 | 66.2581 |  | 66.2581 | 39.4943 | 40.6791 |  | 40.6791
2021-08-01 | 51.2564 | 52.7941 | 7.6517 | 60.4458 | 38.9335 | 40.1015 | 3.6429 | 43.7444 | 51.2564 | 52.7941 |  | 52.7941 | 38.9335 | 40.1015 |  | 40.1015
2021-09-01 | 43.0153 | 44.3058 | 7.6517 | 51.9575 | 37.0865 | 38.1991 | 3.6429 | 41.8419 | 43.0153 | 44.3058 |  | 44.3058 | 37.0865 | 38.1991 |  | 38.1991
2021-10-01 | 41.119 | 42.3525 | 7.6517 | 50.0042 | 35.4135 | 36.4759 | 3.6429 | 40.1188 | 41.119 | 42.3525 |  | 42.3525 | 35.4135 | 36.4759 |  | 36.4759
2021-11-01 | 46.4515 | 47.8451 | 7.6517 | 55.4968 | 38.78 | 39.9434 | 3.6429 | 43.5863 | 46.4515 | 47.8451 |  | 47.8451 | 38.78 | 39.9434 |  | 39.9434
2021-12-01 | 66.7004 | 68.7014 | 7.6517 | 76.3531 | 50.2203 | 51.7269 | 3.6429 | 55.3698 | 66.7004 | 68.7014 |  | 68.7014 | 50.2203 | 51.7269 |  | 51.7269
2022-01-01 | 95.1551 | 98.0098 | 7.7282 | 105.738 | 64.0587 | 65.9805 | 3.6793 | 69.6598 | 95.1551 | 98.0098 |  | 98.0098 | 64.0587 | 65.9805 |  | 65.9805
2022-02-01 | 69.0125 | 71.0829 | 7.7282 | 78.8111 | 57.7132 | 59.4445 | 3.6793 | 63.1239 | 69.0125 | 71.0829 |  | 71.0829 | 57.7132 | 59.4445 |  | 59.4445
2022-03-01 | 48.8654 | 50.3314 | 7.7282 | 58.0596 | 41.3883 | 42.6299 | 3.6793 | 46.3092 | 48.8654 | 50.3314 |  | 50.3314 | 41.3883 | 42.6299 |  | 42.6299
2022-04-01 | 46.0563 | 47.438 | 7.7282 | 55.1662 | 37.1355 | 38.2496 | 3.6793 | 41.9289 | 46.0563 | 47.438 |  | 47.438 | 37.1355 | 38.2496 |  | 38.2496
2022-05-01 | 51.7278 | 53.2797 | 7.7282 | 61.0079 | 38.8163 | 39.9808 | 3.6793 | 43.6601 | 51.7278 | 53.2797 |  | 53.2797 | 38.8163 | 39.9808 |  | 39.9808
2022-06-01 | 54.7495 | 56.392 | 7.7282 | 64.1202 | 39.6158 | 40.8042 | 3.6793 | 44.4835 | 54.7495 | 56.392 |  | 56.392 | 39.6158 | 40.8042 |  | 40.8042
2022-07-01 | 66.6715 | 68.6717 | 7.7282 | 76.3999 | 41.3465 | 42.5869 | 3.6793 | 46.2662 | 66.6715 | 68.6717 |  | 68.6717 | 41.3465 | 42.5869 |  | 42.5869
2022-08-01 | 52.1723 | 53.7375 | 7.7282 | 61.4657 | 40.824 | 42.0487 | 3.6793 | 45.728 | 52.1723 | 53.7375 |  | 53.7375 | 40.824 | 42.0487 |  | 42.0487
2022-09-01 | 44.6529 | 45.9925 | 7.7282 | 53.7207 | 38.8082 | 39.9724 | 3.6793 | 43.6517 | 44.6529 | 45.9925 |  | 45.9925 | 38.8082 | 39.9724 |  | 39.9724
2022-10-01 | 42.8129 | 44.0973 | 7.7282 | 51.8255 | 37.0271 | 38.1379 | 3.6793 | 41.8172 | 42.8129 | 44.0973 |  | 44.0973 | 37.0271 | 38.1379 |  | 38.1379
2022-11-01 | 48.7051 | 50.1662 | 7.7282 | 57.8944 | 40.5212 | 41.7368 | 3.6793 | 45.4161 | 48.7051 | 50.1662 |  | 50.1662 | 40.5212 | 41.7368 |  | 41.7368
2022-12-01 | 69.3534 | 71.434 | 7.7282 | 79.1622 | 52.4093 | 53.9816 | 3.6793 | 57.6609 | 69.3534 | 71.434 |  | 71.434 | 52.4093 | 53.9816 |  | 53.9816
2023-01-01 | 97.0583 | 99.97 | 7.8055 | 107.7755 | 65.3399 | 67.3001 | 3.7161 | 71.0162 | 97.0583 | 99.97 |  | 99.97 | 65.3399 | 67.3001 |  | 67.3001
2023-02-01 | 70.3928 | 72.5046 | 7.8055 | 80.3101 | 58.8674 | 60.6334 | 3.7161 | 64.3495 | 70.3928 | 72.5046 |  | 72.5046 | 58.8674 | 60.6334 |  | 60.6334
2023-03-01 | 49.8427 | 51.338 | 7.8055 | 59.1435 | 42.216 | 43.4825 | 3.7161 | 47.1986 | 49.8427 | 51.338 |  | 51.338 | 42.216 | 43.4825 |  | 43.4825
2023-04-01 | 46.9774 | 48.3867 | 7.8055 | 56.1922 | 37.8782 | 39.0145 | 3.7161 | 42.7307 | 46.9774 | 48.3867 |  | 48.3867 | 37.8782 | 39.0145 |  | 39.0145
2023-05-01 | 52.7624 | 54.3453 | 7.8055 | 62.1508 | 39.5927 | 40.7804 | 3.7161 | 44.4965 | 52.7624 | 54.3453 |  | 54.3453 | 39.5927 | 40.7804 |  | 40.7804
2023-06-01 | 55.8445 | 57.5199 | 7.8055 | 65.3254 | 40.4081 | 41.6203 | 3.7161 | 45.3364 | 55.8445 | 57.5199 |  | 57.5199 | 40.4081 | 41.6203 |  | 41.6203
2023-07-01 | 68.005 | 70.0451 | 7.8055 | 77.8506 | 42.1734 | 43.4387 | 3.7161 | 47.1548 | 68.005 | 70.0451 |  | 70.0451 | 42.1734 | 43.4387 |  | 43.4387
2023-08-01 | 53.2157 | 54.8122 | 7.8055 | 62.6177 | 41.6405 | 42.8897 | 3.7161 | 46.6058 | 53.2157 | 54.8122 |  | 54.8122 | 41.6405 | 42.8897 |  | 42.8897
2023-09-01 | 45.546 | 46.9123 | 7.8055 | 54.7178 | 39.5843 | 40.7719 | 3.7161 | 44.488 | 45.546 | 46.9123 |  | 46.9123 | 39.5843 | 40.7719 |  | 40.7719
2023-10-01 | 43.6691 | 44.9792 | 7.8055 | 52.7847 | 37.7676 | 38.9007 | 3.7161 | 42.6168 | 43.6691 | 44.9792 |  | 44.9792 | 37.7676 | 38.9007 |  | 38.9007
2023-11-01 | 49.6792 | 51.1695 | 7.8055 | 58.975 | 41.3316 | 42.5716 | 3.7161 | 46.2877 | 49.6792 | 51.1695 |  | 51.1695 | 41.3316 | 42.5716 |  | 42.5716
2023-12-01 | 70.7404 | 72.8626 | 7.8055 | 80.6681 | 53.4575 | 55.0612 | 3.7161 | 58.7773 | 70.7404 | 72.8626 |  | 72.8626 | 53.4575 | 55.0612 |  | 55.0612
2024-01-01 | 98.9994 | 101.9694 | 7.8835 | 109.8529 | 66.6467 | 68.6461 | 3.7533 | 72.3994 | 98.9994 | 101.9694 |  | 101.9694 | 66.6467 | 68.6461 |  | 68.6461
2024-02-01 | 71.8006 | 73.9547 | 7.8835 | 81.8382 | 60.0448 | 61.8461 | 3.7533 | 65.5994 | 71.8006 | 73.9547 |  | 73.9547 | 60.0448 | 61.8461 |  | 61.8461
2024-03-01 | 50.8396 | 52.3648 | 7.8835 | 60.2483 | 43.0604 | 44.3522 | 3.7533 | 48.1054 | 50.8396 | 52.3648 |  | 52.3648 | 43.0604 | 44.3522 |  | 44.3522
2024-04-01 | 47.917 | 49.3545 | 7.8835 | 57.238 | 38.6358 | 39.7948 | 3.7533 | 43.5481 | 47.917 | 49.3545 |  | 49.3545 | 38.6358 | 39.7948 |  | 39.7948
2024-05-01 | 53.8176 | 55.4322 | 7.8835 | 63.3157 | 40.3845 | 41.596 | 3.7533 | 45.3493 | 53.8176 | 55.4322 |  | 55.4322 | 40.3845 | 41.596 |  | 41.596
2024-06-01 | 56.9614 | 58.6703 | 7.8835 | 66.5538 | 41.2162 | 42.4527 | 3.7533 | 46.206 | 56.9614 | 58.6703 |  | 58.6703 | 41.2162 | 42.4527 |  | 42.4527
2024-07-01 | 69.3651 | 71.446 | 7.8835 | 79.3296 | 43.0169 | 44.3074 | 3.7533 | 48.0607 | 69.3651 | 71.446 |  | 71.446 | 43.0169 | 44.3074 |  | 44.3074
2024-08-01 | 54.28 | 55.9084 | 7.8835 | 63.792 | 42.4733 | 43.7475 | 3.7533 | 47.5007 | 54.28 | 55.9084 |  | 55.9084 | 42.4733 | 43.7475 |  | 43.7475
2024-09-01 | 46.4569 | 47.8506 | 7.8835 | 55.7341 | 40.376 | 41.5873 | 3.7533 | 45.3406 | 46.4569 | 47.8506 |  | 47.8506 | 40.376 | 41.5873 |  | 41.5873
2024-10-01 | 44.5425 | 45.8788 | 7.8835 | 53.7624 | 38.523 | 39.6787 | 3.7533 | 43.432 | 44.5425 | 45.8788 |  | 45.8788 | 38.523 | 39.6787 |  | 39.6787
2024-11-01 | 50.6727 | 52.1929 | 7.8835 | 60.0765 | 42.1583 | 43.423 | 3.7533 | 47.1763 | 50.6727 | 52.1929 |  | 52.1929 | 42.1583 | 43.423 |  | 43.423
2024-12-01 | 72.1552 | 74.3199 | 7.8835 | 82.2034 | 54.5266 | 56.1624 | 3.7533 | 59.9157 | 72.1552 | 74.3199 |  | 74.3199 | 54.5266 | 56.1624 |  | 56.1624
2025-01-01 | 100.9794 | 104.0088 | 7.9624 | 111.9712 | 67.9796 | 70.019 | 3.7908 | 73.8098 | 100.9794 | 104.0088 |  | 104.0088 | 67.9796 | 70.019 |  | 70.019
2025-02-01 | 73.2366 | 75.4337 | 7.9624 | 83.3961 | 61.2457 | 63.083 | 3.7908 | 66.8738 | 73.2366 | 75.4337 |  | 75.4337 | 61.2457 | 63.083 |  | 63.083
2025-03-01 | 51.8564 | 53.4121 | 7.9624 | 61.3745 | 43.9216 | 45.2392 | 3.7908 | 49.03 | 51.8564 | 53.4121 |  | 53.4121 | 43.9216 | 45.2392 |  | 45.2392
2025-04-01 | 48.8753 | 50.3416 | 7.9624 | 58.3039 | 39.4085 | 40.5907 | 3.7908 | 44.3815 | 48.8753 | 50.3416 |  | 50.3416 | 39.4085 | 40.5907 |  | 40.5907
2025-05-01 | 54.894 | 56.5408 | 7.9624 | 64.5032 | 41.1922 | 42.428 | 3.7908 | 46.2188 | 54.894 | 56.5408 |  | 56.5408 | 41.1922 | 42.428 |  | 42.428
2025-06-01 | 58.1007 | 59.8437 | 7.9624 | 67.8061 | 42.0406 | 43.3018 | 3.7908 | 47.0926 | 58.1007 | 59.8437 |  | 59.8437 | 42.0406 | 43.3018 |  | 43.3018
2025-07-01 | 70.7524 | 72.875 | 7.9624 | 80.8373 | 43.8773 | 45.1936 | 3.7908 | 48.9844 | 70.7524 | 72.875 |  | 72.875 | 43.8773 | 45.1936 |  | 45.1936
2025-08-01 | 55.3656 | 57.0266 | 7.9624 | 64.989 | 43.3227 | 44.6224 | 3.7908 | 48.4132 | 55.3656 | 57.0266 |  | 57.0266 | 43.3227 | 44.6224 |  | 44.6224
2025-09-01 | 47.386 | 48.8076 | 7.9624 | 56.77 | 41.1836 | 42.4191 | 3.7908 | 46.2099 | 47.386 | 48.8076 |  | 48.8076 | 41.1836 | 42.4191 |  | 42.4191
2025-10-01 | 45.4334 | 46.7964 | 7.9624 | 54.7588 | 39.2935 | 40.4723 | 3.7908 | 44.2631 | 45.4334 | 46.7964 |  | 46.7964 | 39.2935 | 40.4723 |  | 40.4723
2025-11-01 | 51.6862 | 53.2368 | 7.9624 | 61.1992 | 43.0014 | 44.2915 | 3.7908 | 48.0823 | 51.6862 | 53.2368 |  | 53.2368 | 43.0014 | 44.2915 |  | 44.2915
2025-12-01 | 73.5983 | 75.8063 | 7.9624 | 83.7687 | 55.6172 | 57.2857 | 3.7908 | 61.0765 | 73.5983 | 75.8063 |  | 75.8063 | 55.6172 | 57.2857 |  | 57.2857
2026-01-01 | 102.999 | 106.089 | 8.042 | 114.131 | 69.3392 | 71.4194 | 3.8287 | 75.2481 | 102.999 | 106.089 |  | 106.089 | 69.3392 | 71.4194 |  | 71.4194
2026-02-01 | 74.7014 | 76.9424 | 8.042 | 84.9844 | 62.4706 | 64.3447 | 3.8287 | 68.1734 | 74.7014 | 76.9424 |  | 76.9424 | 62.4706 | 64.3447 |  | 64.3447
2026-03-01 | 52.8935 | 54.4803 | 8.042 | 62.5223 | 44.8 | 46.144 | 3.8287 | 49.9727 | 52.8935 | 54.4803 |  | 54.4803 | 44.8 | 46.144 |  | 46.144
2026-04-01 | 49.8528 | 51.3484 | 8.042 | 59.3904 | 40.1967 | 41.4026 | 3.8287 | 45.2313 | 49.8528 | 51.3484 |  | 51.3484 | 40.1967 | 41.4026 |  | 41.4026
2026-05-01 | 55.9919 | 57.6716 | 8.042 | 65.7136 | 42.016 | 43.2765 | 3.8287 | 47.1052 | 55.9919 | 57.6716 |  | 57.6716 | 42.016 | 43.2765 |  | 43.2765
2026-06-01 | 59.2627 | 61.0405 | 8.042 | 69.0826 | 42.8814 | 44.1678 | 3.8287 | 47.9965 | 59.2627 | 61.0405 |  | 61.0405 | 42.8814 | 44.1678 |  | 44.1678
2026-07-01 | 72.1674 | 74.3324 | 8.042 | 82.3745 | 44.7548 | 46.0974 | 3.8287 | 49.9262 | 72.1674 | 74.3324 |  | 74.3324 | 44.7548 | 46.0974 |  | 46.0974
2026-08-01 | 56.473 | 58.1671 | 8.042 | 66.2092 | 44.1892 | 45.5149 | 3.8287 | 49.3436 | 56.473 | 58.1671 |  | 58.1671 | 44.1892 | 45.5149 |  | 45.5149
2026-09-01 | 48.3337 | 49.7837 | 8.042 | 57.8258 | 42.0072 | 43.2674 | 3.8287 | 47.0961 | 48.3337 | 49.7837 |  | 49.7837 | 42.0072 | 43.2674 |  | 43.2674
2026-10-01 | 46.342 | 47.7323 | 8.042 | 55.7743 | 40.0793 | 41.2817 | 3.8287 | 45.1104 | 46.342 | 47.7323 |  | 47.7323 | 40.0793 | 41.2817 |  | 41.2817
2026-11-01 | 52.7199 | 54.3015 | 8.042 | 62.3435 | 43.8614 | 45.1773 | 3.8287 | 49.006 | 52.7199 | 54.3015 |  | 54.3015 | 43.8614 | 45.1773 |  | 45.1773
2026-12-01 | 75.0703 | 77.3224 | 8.042 | 85.3644 | 56.7295 | 58.4314 | 3.8287 | 62.2601 | 75.0703 | 77.3224 |  | 77.3224 | 56.7295 | 58.4314 |  | 58.4314
2027-01-01 | 105.059 | 108.2107 | 8.1224 | 116.3332 | 70.726 | 72.8478 | 3.867 | 76.7148 | 105.059 | 108.2107 |  | 108.2107 | 70.726 | 72.8478 |  | 72.8478
2027-02-01 | 76.1954 | 78.4813 | 8.1224 | 86.6037 | 63.72 | 65.6316 | 3.867 | 69.4986 | 76.1954 | 78.4813 |  | 78.4813 | 63.72 | 65.6316 |  | 65.6316
2027-03-01 | 53.9514 | 55.5699 | 8.1224 | 63.6924 | 45.696 | 47.0669 | 3.867 | 50.9339 | 53.9514 | 55.5699 |  | 55.5699 | 45.696 | 47.0669 |  | 47.0669
2027-04-01 | 50.8499 | 52.3753 | 8.1224 | 60.4978 | 41.0006 | 42.2306 | 3.867 | 46.0976 | 50.8499 | 52.3753 |  | 52.3753 | 41.0006 | 42.2306 |  | 42.2306
2027-05-01 | 57.1117 | 58.8251 | 8.1224 | 66.9475 | 42.8564 | 44.1421 | 3.867 | 48.009 | 57.1117 | 58.8251 |  | 58.8251 | 42.8564 | 44.1421 |  | 44.1421
2027-06-01 | 60.4479 | 62.2614 | 8.1224 | 70.3838 | 43.739 | 45.0512 | 3.867 | 48.9182 | 60.4479 | 62.2614 |  | 62.2614 | 43.739 | 45.0512 |  | 45.0512
2027-07-01 | 73.6108 | 75.8191 | 8.1224 | 83.9415 | 45.6499 | 47.0194 | 3.867 | 50.8864 | 73.6108 | 75.8191 |  | 75.8191 | 45.6499 | 47.0194 |  | 47.0194
2027-08-01 | 57.6024 | 59.3305 | 8.1224 | 67.4529 | 45.073 | 46.4252 | 3.867 | 50.2922 | 57.6024 | 59.3305 |  | 59.3305 | 45.073 | 46.4252 |  | 46.4252
2027-09-01 | 49.3004 | 50.7794 | 8.1224 | 58.9018 | 42.8474 | 44.1328 | 3.867 | 47.9998 | 49.3004 | 50.7794 |  | 50.7794 | 42.8474 | 44.1328 |  | 44.1328
2027-10-01 | 47.2689 | 48.687 | 8.1224 | 56.8094 | 40.8809 | 42.1073 | 3.867 | 45.9743 | 47.2689 | 48.687 |  | 48.687 | 40.8809 | 42.1073 |  | 42.1073
2027-11-01 | 53.7743 | 55.3875 | 8.1224 | 63.51 | 44.7387 | 46.0808 | 3.867 | 49.9478 | 53.7743 | 55.3875 |  | 55.3875 | 44.7387 | 46.0808 |  | 46.0808
2027-12-01 | 76.5717 | 78.8689 | 8.1224 | 86.9913 | 57.8641 | 59.6 | 3.867 | 63.467 | 76.5717 | 78.8689 |  | 78.8689 | 57.8641 | 59.6 |  | 59.6
2028-01-01 | 107.1602 | 110.375 | 8.2037 | 118.5786 | 72.1405 | 74.3047 | 3.9057 | 78.2104 | 107.1602 | 110.375 |  | 110.375 | 72.1405 | 74.3047 |  | 74.3047
2028-02-01 | 77.7193 | 80.0509 | 8.2037 | 88.2546 | 64.9944 | 66.9442 | 3.9057 | 70.8499 | 77.7193 | 80.0509 |  | 80.0509 | 64.9944 | 66.9442 |  | 66.9442
2028-03-01 | 55.0304 | 56.6813 | 8.2037 | 64.885 | 46.6099 | 48.0082 | 3.9057 | 51.9139 | 55.0304 | 56.6813 |  | 56.6813 | 46.6099 | 48.0082 |  | 48.0082
2028-04-01 | 51.8669 | 53.4229 | 8.2037 | 61.6265 | 41.8206 | 43.0752 | 3.9057 | 46.9809 | 51.8669 | 53.4229 |  | 53.4229 | 41.8206 | 43.0752 |  | 43.0752
2028-05-01 | 58.2539 | 60.0016 | 8.2037 | 68.2052 | 43.7135 | 45.0249 | 3.9057 | 48.9306 | 58.2539 | 60.0016 |  | 60.0016 | 43.7135 | 45.0249 |  | 45.0249
2028-06-01 | 61.6569 | 63.5066 | 8.2037 | 71.7102 | 44.6138 | 45.9522 | 3.9057 | 49.8579 | 61.6569 | 63.5066 |  | 63.5066 | 44.6138 | 45.9522 |  | 45.9522
2028-07-01 | 75.083 | 77.3355 | 8.2037 | 85.5391 | 46.5629 | 47.9598 | 3.9057 | 51.8654 | 75.083 | 77.3355 |  | 77.3355 | 46.5629 | 47.9598 |  | 47.9598
2028-08-01 | 58.7545 | 60.5171 | 8.2037 | 68.7208 | 45.9744 | 47.3537 | 3.9057 | 51.2593 | 58.7545 | 60.5171 |  | 60.5171 | 45.9744 | 47.3537 |  | 47.3537
2028-09-01 | 50.2864 | 51.795 | 8.2037 | 59.9987 | 43.7043 | 45.0154 | 3.9057 | 48.9211 | 50.2864 | 51.795 |  | 51.795 | 43.7043 | 45.0154 |  | 45.0154
2028-10-01 | 48.2143 | 49.6607 | 8.2037 | 57.8643 | 41.6985 | 42.9495 | 3.9057 | 46.8552 | 48.2143 | 49.6607 |  | 49.6607 | 41.6985 | 42.9495 |  | 42.9495
2028-11-01 | 54.8498 | 56.4953 | 8.2037 | 64.699 | 45.6334 | 47.0025 | 3.9057 | 50.9081 | 54.8498 | 56.4953 |  | 56.4953 | 45.6334 | 47.0025 |  | 47.0025
2028-12-01 | 78.1031 | 80.4462 | 8.2037 | 88.6499 | 59.0214 | 60.792 | 3.9057 | 64.6977 | 78.1031 | 80.4462 |  | 80.4462 | 59.0214 | 60.792 |  | 60.792
2029-01-01 | 109.3034 | 112.5825 | 8.2857 | 120.8681 | 73.5833 | 75.7908 | 3.9447 | 79.7356 | 109.3034 | 112.5825 |  | 112.5825 | 73.5833 | 75.7908 |  | 75.7908
2029-02-01 | 79.2737 | 81.6519 | 8.2857 | 89.9376 | 66.2943 | 68.2831 | 3.9447 | 72.2278 | 79.2737 | 81.6519 |  | 81.6519 | 66.2943 | 68.2831 |  | 68.2831
2029-03-01 | 56.131 | 57.815 | 8.2857 | 66.1006 | 47.5421 | 48.9684 | 3.9447 | 52.9131 | 56.131 | 57.815 |  | 57.815 | 47.5421 | 48.9684 |  | 48.9684
2029-04-01 | 52.9042 | 54.4913 | 8.2857 | 62.777 | 42.657 | 43.9367 | 3.9447 | 47.8814 | 52.9042 | 54.4913 |  | 54.4913 | 42.657 | 43.9367 |  | 43.9367
2029-05-01 | 59.419 | 61.2016 | 8.2857 | 69.4873 | 44.5878 | 45.9254 | 3.9447 | 49.8701 | 59.419 | 61.2016 |  | 61.2016 | 44.5878 | 45.9254 |  | 45.9254
2029-06-01 | 62.89 | 64.7767 | 8.2857 | 73.0624 | 45.5061 | 46.8712 | 3.9447 | 50.816 | 62.89 | 64.7767 |  | 64.7767 | 45.5061 | 46.8712 |  | 46.8712
2029-07-01 | 76.5847 | 78.8822 | 8.2857 | 87.1679 | 47.4942 | 48.919 | 3.9447 | 52.8637 | 76.5847 | 78.8822 |  | 78.8822 | 47.4942 | 48.919 |  | 48.919
2029-08-01 | 59.9296 | 61.7274 | 8.2857 | 70.0131 | 46.8939 | 48.3007 | 3.9447 | 52.2455 | 59.9296 | 61.7274 |  | 61.7274 | 46.8939 | 48.3007 |  | 48.3007
2029-09-01 | 51.2921 | 52.8309 | 8.2857 | 61.1166 | 44.5784 | 45.9158 | 3.9447 | 49.8605 | 51.2921 | 52.8309 |  | 52.8309 | 44.5784 | 45.9158 |  | 45.9158
2029-10-01 | 49.1785 | 50.6539 | 8.2857 | 58.9396 | 42.5325 | 43.8085 | 3.9447 | 47.7532 | 49.1785 | 50.6539 |  | 50.6539 | 42.5325 | 43.8085 |  | 43.8085
2029-11-01 | 55.9468 | 57.6252 | 8.2857 | 65.9109 | 46.5461 | 47.9425 | 3.9447 | 51.8872 | 55.9468 | 57.6252 |  | 57.6252 | 46.5461 | 47.9425 |  | 47.9425
2029-12-01 | 79.6652 | 82.0552 | 8.2857 | 90.3408 | 60.2018 | 62.0079 | 3.9447 | 65.9526 | 79.6652 | 82.0552 |  | 82.0552 | 60.2018 | 62.0079 |  | 62.0079
2030-01-01 | 111.4894 | 114.8341 | 8.3685 | 123.2027 | 75.055 | 77.3067 | 3.9842 | 81.2908 | 111.4894 | 114.8341 |  | 114.8341 | 75.055 | 77.3067 |  | 77.3067
2030-02-01 | 80.8592 | 83.285 | 8.3685 | 91.6535 | 67.6202 | 69.6488 | 3.9842 | 73.6329 | 80.8592 | 83.285 |  | 83.285 | 67.6202 | 69.6488 |  | 69.6488
2030-03-01 | 57.2536 | 58.9713 | 8.3685 | 67.3398 | 48.493 | 49.9477 | 3.9842 | 53.9319 | 57.2536 | 58.9713 |  | 58.9713 | 48.493 | 49.9477 |  | 49.9477
2030-04-01 | 53.9623 | 55.5811 | 8.3685 | 63.9497 | 43.5101 | 44.8155 | 3.9842 | 48.7996 | 53.9623 | 55.5811 |  | 55.5811 | 43.5101 | 44.8155 |  | 44.8155
2030-05-01 | 60.6074 | 62.4256 | 8.3685 | 70.7942 | 45.4795 | 46.8439 | 3.9842 | 50.8281 | 60.6074 | 62.4256 |  | 62.4256 | 45.4795 | 46.8439 |  | 46.8439
2030-06-01 | 64.1478 | 66.0723 | 8.3685 | 74.4408 | 46.4162 | 47.8087 | 3.9842 | 51.7928 | 64.1478 | 66.0723 |  | 66.0723 | 46.4162 | 47.8087 |  | 47.8087
2030-07-01 | 78.1163 | 80.4598 | 8.3685 | 88.8284 | 48.444 | 49.8974 | 3.9842 | 53.8815 | 78.1163 | 80.4598 |  | 80.4598 | 48.444 | 49.8974 |  | 49.8974
2030-08-01 | 61.1281 | 62.962 | 8.3685 | 71.3305 | 47.8318 | 49.2668 | 3.9842 | 53.2509 | 61.1281 | 62.962 |  | 62.962 | 47.8318 | 49.2668 |  | 49.2668
2030-09-01 | 52.318 | 53.8875 | 8.3685 | 62.2561 | 45.47 | 46.8341 | 3.9842 | 50.8182 | 52.318 | 53.8875 |  | 53.8875 | 45.47 | 46.8341 |  | 46.8341
2030-10-01 | 50.1621 | 51.667 | 8.3685 | 60.0355 | 43.3832 | 44.6847 | 3.9842 | 48.6688 | 50.1621 | 51.667 |  | 51.667 | 43.3832 | 44.6847 |  | 44.6847
2030-11-01 | 57.0657 | 58.7777 | 8.3685 | 67.1463 | 47.477 | 48.9013 | 3.9842 | 52.8855 | 57.0657 | 58.7777 |  | 58.7777 | 47.477 | 48.9013 |  | 48.9013
2030-12-01 | 81.2585 | 83.6963 | 8.3685 | 92.0648 | 61.4059 | 63.248 | 3.9842 | 67.2322 | 81.2585 | 83.6963 |  | 83.6963 | 61.4059 | 63.248 |  | 63.248
2031-01-01 | 113.7192 | 117.1308 | 8.4522 | 125.583 | 76.5561 | 78.8528 | 4.024 | 82.8768 | 113.7192 | 117.1308 |  | 117.1308 | 76.5561 | 78.8528 |  | 78.8528
2031-02-01 | 82.4764 | 84.9507 | 8.4522 | 93.4029 | 68.9726 | 71.0417 | 4.024 | 75.0657 | 82.4764 | 84.9507 |  | 84.9507 | 68.9726 | 71.0417 |  | 71.0417
2031-03-01 | 58.3987 | 60.1507 | 8.4522 | 68.6029 | 49.4628 | 50.9467 | 4.024 | 54.9707 | 58.3987 | 60.1507 |  | 60.1507 | 49.4628 | 50.9467 |  | 50.9467
2031-04-01 | 55.0415 | 56.6928 | 8.4522 | 65.145 | 44.3804 | 45.7118 | 4.024 | 49.7358 | 55.0415 | 56.6928 |  | 56.6928 | 44.3804 | 45.7118 |  | 45.7118
2031-05-01 | 61.8196 | 63.6741 | 8.4522 | 72.1264 | 46.3891 | 47.7808 | 4.024 | 51.8048 | 61.8196 | 63.6741 |  | 63.6741 | 46.3891 | 47.7808 |  | 47.7808
2031-06-01 | 65.4308 | 67.3937 | 8.4522 | 75.8459 | 47.3445 | 48.7648 | 4.024 | 52.7888 | 65.4308 | 67.3937 |  | 67.3937 | 47.3445 | 48.7648 |  | 48.7648
2031-07-01 | 79.6787 | 82.069 | 8.4522 | 90.5213 | 49.4129 | 50.8953 | 4.024 | 54.9193 | 79.6787 | 82.069 |  | 82.069 | 49.4129 | 50.8953 |  | 50.8953
2031-08-01 | 62.3507 | 64.2212 | 8.4522 | 72.6735 | 48.7884 | 50.2521 | 4.024 | 54.2761 | 62.3507 | 64.2212 |  | 64.2212 | 48.7884 | 50.2521 |  | 50.2521
2031-09-01 | 53.3643 | 54.9653 | 8.4522 | 63.4175 | 46.3794 | 47.7707 | 4.024 | 51.7948 | 53.3643 | 54.9653 |  | 54.9653 | 46.3794 | 47.7707 |  | 47.7707
2031-10-01 | 51.1654 | 52.7003 | 8.4522 | 61.1526 | 44.2508 | 45.5783 | 4.024 | 49.6024 | 51.1654 | 52.7003 |  | 52.7003 | 44.2508 | 45.5783 |  | 45.5783
2031-11-01 | 58.2071 | 59.9533 | 8.4522 | 68.4055 | 48.4266 | 49.8794 | 4.024 | 53.9034 | 58.2071 | 59.9533 |  | 59.9533 | 48.4266 | 49.8794 |  | 49.8794
2031-12-01 | 82.8837 | 85.3702 | 8.4522 | 93.8224 | 62.634 | 64.513 | 4.024 | 68.537 | 82.8837 | 85.3702 |  | 85.3702 | 62.634 | 64.513 |  | 64.513
2032-01-01 | 115.9936 | 119.4734 | 8.5368 | 128.0102 | 78.0872 | 80.4298 | 4.0642 | 84.4941 | 115.9936 | 119.4734 |  | 119.4734 | 78.0872 | 80.4298 |  | 80.4298
2032-02-01 | 84.1259 | 86.6497 | 8.5368 | 95.1864 | 70.352 | 72.4626 | 4.0642 | 76.5268 | 84.1259 | 86.6497 |  | 86.6497 | 70.352 | 72.4626 |  | 72.4626
2032-03-01 | 59.5667 | 61.3537 | 8.5368 | 69.8904 | 50.4521 | 51.9656 | 4.0642 | 56.0299 | 59.5667 | 61.3537 |  | 61.3537 | 50.4521 | 51.9656 |  | 51.9656
2032-04-01 | 56.1423 | 57.8266 | 8.5368 | 66.3634 | 45.268 | 46.626 | 4.0642 | 50.6902 | 56.1423 | 57.8266 |  | 57.8266 | 45.268 | 46.626 |  | 46.626
2032-05-01 | 63.0559 | 64.9476 | 8.5368 | 73.4844 | 47.3169 | 48.7364 | 4.0642 | 52.8006 | 63.0559 | 64.9476 |  | 64.9476 | 47.3169 | 48.7364 |  | 48.7364
2032-06-01 | 66.7394 | 68.7416 | 8.5368 | 77.2783 | 48.2914 | 49.7401 | 4.0642 | 53.8044 | 66.7394 | 68.7416 |  | 68.7416 | 48.2914 | 49.7401 |  | 49.7401
2032-07-01 | 81.2722 | 83.7104 | 8.5368 | 92.2472 | 50.4012 | 51.9132 | 4.0642 | 55.9775 | 81.2722 | 83.7104 |  | 83.7104 | 50.4012 | 51.9132 |  | 51.9132
2032-08-01 | 63.5977 | 65.5057 | 8.5368 | 74.0424 | 49.7642 | 51.2571 | 4.0642 | 55.3214 | 63.5977 | 65.5057 |  | 65.5057 | 49.7642 | 51.2571 |  | 51.2571
2032-09-01 | 54.4316 | 56.0646 | 8.5368 | 64.6013 | 47.307 | 48.7262 | 4.0642 | 52.7904 | 54.4316 | 56.0646 |  | 56.0646 | 47.307 | 48.7262 |  | 48.7262
2032-10-01 | 52.1887 | 53.7543 | 8.5368 | 62.2911 | 45.1358 | 46.4899 | 4.0642 | 50.5542 | 52.1887 | 53.7543 |  | 53.7543 | 45.1358 | 46.4899 |  | 46.4899
2032-11-01 | 59.3712 | 61.1523 | 8.5368 | 69.6891 | 49.3951 | 50.877 | 4.0642 | 54.9412 | 59.3712 | 61.1523 |  | 61.1523 | 49.3951 | 50.877 |  | 50.877
2032-12-01 | 84.5413 | 87.0776 | 8.5368 | 95.6143 | 63.8867 | 65.8033 | 4.0642 | 69.8675 | 84.5413 | 87.0776 |  | 87.0776 | 63.8867 | 65.8033 |  | 65.8033
2033-01-01 | 118.3135 | 121.8629 | 8.6221 | 130.485 | 79.649 | 82.0384 | 4.1049 | 86.1433 | 118.3135 | 121.8629 |  | 121.8629 | 79.649 | 82.0384 |  | 82.0384
2033-02-01 | 85.8084 | 88.3827 | 8.6221 | 97.0048 | 71.7591 | 73.9118 | 4.1049 | 78.0167 | 85.8084 | 88.3827 |  | 88.3827 | 71.7591 | 73.9118 |  | 73.9118
2033-03-01 | 60.758 | 62.5808 | 8.6221 | 71.2029 | 51.4611 | 53.0049 | 4.1049 | 57.1098 | 60.758 | 62.5808 |  | 62.5808 | 51.4611 | 53.0049 |  | 53.0049
2033-04-01 | 57.2652 | 58.9831 | 8.6221 | 67.6053 | 46.1733 | 47.5585 | 4.1049 | 51.6634 | 57.2652 | 58.9831 |  | 58.9831 | 46.1733 | 47.5585 |  | 47.5585
2033-05-01 | 64.3171 | 66.2466 | 8.6221 | 74.8687 | 48.2632 | 49.7111 | 4.1049 | 53.816 | 64.3171 | 66.2466 |  | 66.2466 | 48.2632 | 49.7111 |  | 49.7111
2033-06-01 | 68.0742 | 70.1164 | 8.6221 | 78.7385 | 49.2572 | 50.7349 | 4.1049 | 54.8398 | 68.0742 | 70.1164 |  | 70.1164 | 49.2572 | 50.7349 |  | 50.7349
2033-07-01 | 82.8977 | 85.3846 | 8.6221 | 94.0067 | 51.4092 | 52.9515 | 4.1049 | 57.0564 | 82.8977 | 85.3846 |  | 85.3846 | 51.4092 | 52.9515 |  | 52.9515
2033-08-01 | 64.8697 | 66.8158 | 8.6221 | 75.4379 | 50.7595 | 52.2823 | 4.1049 | 56.3872 | 64.8697 | 66.8158 |  | 66.8158 | 50.7595 | 52.2823 |  | 52.2823
2033-09-01 | 55.5203 | 57.1859 | 8.6221 | 65.808 | 48.2531 | 49.7007 | 4.1049 | 53.8056 | 55.5203 | 57.1859 |  | 57.1859 | 48.2531 | 49.7007 |  | 49.7007
2033-10-01 | 53.2324 | 54.8294 | 8.6221 | 63.4515 | 46.0386 | 47.4197 | 4.1049 | 51.5246 | 53.2324 | 54.8294 |  | 54.8294 | 46.0386 | 47.4197 |  | 47.4197
2033-11-01 | 60.5586 | 62.3754 | 8.6221 | 70.9975 | 50.383 | 51.8945 | 4.1049 | 55.9994 | 60.5586 | 62.3754 |  | 62.3754 | 50.383 | 51.8945 |  | 51.8945
2033-12-01 | 86.2322 | 88.8191 | 8.6221 | 97.4413 | 65.1644 | 67.1193 | 4.1049 | 71.2242 | 86.2322 | 88.8191 |  | 88.8191 | 65.1644 | 67.1193 |  | 67.1193
2034-01-01 | 120.6797 | 124.3001 | 8.7083 | 133.0085 | 81.242 | 83.6792 | 4.1459 | 87.8252 | 120.6797 | 124.3001 |  | 124.3001 | 81.242 | 83.6792 |  | 83.6792
2034-02-01 | 87.5246 | 90.1503 | 8.7083 | 98.8587 | 73.1942 | 75.3901 | 4.1459 | 79.536 | 87.5246 | 90.1503 |  | 90.1503 | 73.1942 | 75.3901 |  | 75.3901
2034-03-01 | 61.9732 | 63.8324 | 8.7083 | 72.5407 | 52.4903 | 54.065 | 4.1459 | 58.211 | 61.9732 | 63.8324 |  | 63.8324 | 52.4903 | 54.065 |  | 54.065
2034-04-01 | 58.4105 | 60.1628 | 8.7083 | 68.8712 | 47.0968 | 48.5097 | 4.1459 | 52.6556 | 58.4105 | 60.1628 |  | 60.1628 | 47.0968 | 48.5097 |  | 48.5097
2034-05-01 | 65.6034 | 67.5715 | 8.7083 | 76.2799 | 49.2285 | 50.7053 | 4.1459 | 54.8513 | 65.6034 | 67.5715 |  | 67.5715 | 49.2285 | 50.7053 |  | 50.7053
2034-06-01 | 69.4357 | 71.5187 | 8.7083 | 80.2271 | 50.2424 | 51.7496 | 4.1459 | 55.8956 | 69.4357 | 71.5187 |  | 71.5187 | 50.2424 | 51.7496 |  | 51.7496
2034-07-01 | 84.5556 | 87.0923 | 8.7083 | 95.8007 | 52.4374 | 54.0105 | 4.1459 | 58.1564 | 84.5556 | 87.0923 |  | 87.0923 | 52.4374 | 54.0105 |  | 54.0105
2034-08-01 | 66.1671 | 68.1521 | 8.7083 | 76.8604 | 51.7747 | 53.3279 | 4.1459 | 57.4739 | 66.1671 | 68.1521 |  | 68.1521 | 51.7747 | 53.3279 |  | 53.3279
2034-09-01 | 56.6307 | 58.3296 | 8.7083 | 67.0379 | 49.2182 | 50.6947 | 4.1459 | 54.8406 | 56.6307 | 58.3296 |  | 58.3296 | 49.2182 | 50.6947 |  | 50.6947
2034-10-01 | 54.2971 | 55.926 | 8.7083 | 64.6343 | 46.9593 | 48.3681 | 4.1459 | 52.514 | 54.2971 | 55.926 |  | 55.926 | 46.9593 | 48.3681 |  | 48.3681
2034-11-01 | 61.7698 | 63.6229 | 8.7083 | 72.3312 | 51.3907 | 52.9324 | 4.1459 | 57.0783 | 61.7698 | 63.6229 |  | 63.6229 | 51.3907 | 52.9324 |  | 52.9324
2034-12-01 | 87.9568 | 90.5955 | 8.7083 | 99.3039 | 66.4677 | 68.4617 | 4.1459 | 72.6077 | 87.9568 | 90.5955 |  | 90.5955 | 66.4677 | 68.4617 |  | 68.4617
2035-01-01 | 123.0933 | 126.7861 | 8.7954 | 135.5816 | 82.8668 | 85.3528 | 4.1874 | 89.5402 | 123.0933 | 126.7861 |  | 126.7861 | 82.8668 | 85.3528 |  | 85.3528
2035-02-01 | 89.2751 | 91.9533 | 8.7954 | 100.7487 | 74.6581 | 76.8979 | 4.1874 | 81.0853 | 89.2751 | 91.9533 |  | 91.9533 | 74.6581 | 76.8979 |  | 76.8979
2035-03-01 | 63.2126 | 65.109 | 8.7954 | 73.9045 | 53.5401 | 55.1463 | 4.1874 | 59.3337 | 63.2126 | 65.109 |  | 65.109 | 53.5401 | 55.1463 |  | 55.1463
2035-04-01 | 59.5787 | 61.3661 | 8.7954 | 70.1615 | 48.0387 | 49.4799 | 4.1874 | 53.6673 | 59.5787 | 61.3661 |  | 61.3661 | 48.0387 | 49.4799 |  | 49.4799
2035-05-01 | 66.9155 | 68.9229 | 8.7954 | 77.7184 | 50.2131 | 51.7194 | 4.1874 | 55.9068 | 66.9155 | 68.9229 |  | 68.9229 | 50.2131 | 51.7194 |  | 51.7194
2035-06-01 | 70.8244 | 72.9491 | 8.7954 | 81.7445 | 51.2472 | 52.7846 | 4.1874 | 56.972 | 70.8244 | 72.9491 |  | 72.9491 | 51.2472 | 52.7846 |  | 52.7846
2035-07-01 | 86.2468 | 88.8342 | 8.7954 | 97.6296 | 53.4861 | 55.0907 | 4.1874 | 59.2781 | 86.2468 | 88.8342 |  | 88.8342 | 53.4861 | 55.0907 |  | 55.0907
2035-08-01 | 67.4904 | 69.5151 | 8.7954 | 78.3105 | 52.8102 | 54.3945 | 4.1874 | 58.5819 | 67.4904 | 69.5151 |  | 69.5151 | 52.8102 | 54.3945 |  | 54.3945
2035-09-01 | 57.7633 | 59.4962 | 8.7954 | 68.2916 | 50.2025 | 51.7086 | 4.1874 | 55.896 | 57.7633 | 59.4962 |  | 59.4962 | 50.2025 | 51.7086 |  | 51.7086
2035-10-01 | 55.383 | 57.0445 | 8.7954 | 65.84 | 47.8985 | 49.3355 | 4.1874 | 53.5229 | 55.383 | 57.0445 |  | 57.0445 | 47.8985 | 49.3355 |  | 49.3355
2035-11-01 | 63.0052 | 64.8953 | 8.7954 | 73.6908 | 52.4185 | 53.991 | 4.1874 | 58.1784 | 63.0052 | 64.8953 |  | 64.8953 | 52.4185 | 53.991 |  | 53.991
2035-12-01 | 89.716 | 92.4074 | 8.7954 | 101.2029 | 67.797 | 69.8309 | 4.1874 | 74.0183 | 89.716 | 92.4074 |  | 92.4074 | 67.797 | 69.8309 |  | 69.8309
2036-01-01 | 125.5552 | 129.3219 | 8.8834 | 138.2052 | 84.5241 | 87.0599 | 4.2293 | 91.2891 | 125.5552 | 129.3219 |  | 129.3219 | 84.5241 | 87.0599 |  | 87.0599
2036-02-01 | 91.0606 | 93.7924 | 8.8834 | 102.6758 | 76.1513 | 78.4358 | 4.2293 | 82.6651 | 91.0606 | 93.7924 |  | 93.7924 | 76.1513 | 78.4358 |  | 78.4358
2036-03-01 | 64.4769 | 66.4112 | 8.8834 | 75.2946 | 54.6109 | 56.2493 | 4.2293 | 60.4785 | 64.4769 | 66.4112 |  | 66.4112 | 54.6109 | 56.2493 |  | 56.2493
2036-04-01 | 60.7703 | 62.5934 | 8.8834 | 71.4768 | 48.9995 | 50.4695 | 4.2293 | 54.6988 | 60.7703 | 62.5934 |  | 62.5934 | 48.9995 | 50.4695 |  | 50.4695
2036-05-01 | 68.2538 | 70.3014 | 8.8834 | 79.1848 | 51.2173 | 52.7538 | 4.2293 | 56.9831 | 68.2538 | 70.3014 |  | 70.3014 | 51.2173 | 52.7538 |  | 52.7538
2036-06-01 | 72.2409 | 74.4081 | 8.8834 | 83.2915 | 52.2722 | 53.8403 | 4.2293 | 58.0696 | 72.2409 | 74.4081 |  | 74.4081 | 52.2722 | 53.8403 |  | 53.8403
2036-07-01 | 87.9717 | 90.6108 | 8.8834 | 99.4942 | 54.5559 | 56.1925 | 4.2293 | 60.4218 | 87.9717 | 90.6108 |  | 90.6108 | 54.5559 | 56.1925 |  | 56.1925
2036-08-01 | 68.8402 | 70.9054 | 8.8834 | 79.7888 | 53.8664 | 55.4824 | 4.2293 | 59.7117 | 68.8402 | 70.9054 |  | 70.9054 | 53.8664 | 55.4824 |  | 55.4824
2036-09-01 | 58.9185 | 60.6861 | 8.8834 | 69.5695 | 51.2066 | 52.7428 | 4.2293 | 56.972 | 58.9185 | 60.6861 |  | 60.6861 | 51.2066 | 52.7428 |  | 52.7428
2036-10-01 | 56.4907 | 58.1854 | 8.8834 | 67.0688 | 48.8565 | 50.3222 | 4.2293 | 54.5515 | 56.4907 | 58.1854 |  | 58.1854 | 48.8565 | 50.3222 |  | 50.3222
2036-11-01 | 64.2653 | 66.1932 | 8.8834 | 75.0766 | 53.4669 | 55.0709 | 4.2293 | 59.3001 | 64.2653 | 66.1932 |  | 66.1932 | 53.4669 | 55.0709 |  | 55.0709
2036-12-01 | 91.5103 | 94.2556 | 8.8834 | 103.139 | 69.153 | 71.2276 | 4.2293 | 75.4568 | 91.5103 | 94.2556 |  | 94.2556 | 69.153 | 71.2276 |  | 71.2276
2037-01-01 | 128.0663 | 131.9083 | 8.9722 | 140.8805 | 86.2146 | 88.801 | 4.2716 | 93.0726 | 128.0663 | 131.9083 |  | 131.9083 | 86.2146 | 88.801 |  | 88.801
2037-02-01 | 92.8818 | 95.6682 | 8.9722 | 104.6404 | 77.6743 | 80.0045 | 4.2716 | 84.2761 | 92.8818 | 95.6682 |  | 95.6682 | 77.6743 | 80.0045 |  | 80.0045
2037-03-01 | 65.7664 | 67.7394 | 8.9722 | 76.7116 | 55.7032 | 57.3743 | 4.2716 | 61.6458 | 65.7664 | 67.7394 |  | 67.7394 | 55.7032 | 57.3743 |  | 57.3743
2037-04-01 | 61.9857 | 63.8453 | 8.9722 | 72.8175 | 49.9795 | 51.4789 | 4.2716 | 55.7504 | 61.9857 | 63.8453 |  | 63.8453 | 49.9795 | 51.4789 |  | 51.4789
2037-05-01 | 69.6189 | 71.7074 | 8.9722 | 80.6796 | 52.2417 | 53.8089 | 4.2716 | 58.0805 | 69.6189 | 71.7074 |  | 71.7074 | 52.2417 | 53.8089 |  | 53.8089
2037-06-01 | 73.6857 | 75.8962 | 8.9722 | 84.8685 | 53.3176 | 54.9171 | 4.2716 | 59.1887 | 73.6857 | 75.8962 |  | 75.8962 | 53.3176 | 54.9171 |  | 54.9171
2037-07-01 | 89.7311 | 92.4231 | 8.9722 | 101.3953 | 55.647 | 57.3164 | 4.2716 | 61.5879 | 89.7311 | 92.4231 |  | 92.4231 | 55.647 | 57.3164 |  | 57.3164
2037-08-01 | 70.217 | 72.3235 | 8.9722 | 81.2957 | 54.9437 | 56.592 | 4.2716 | 60.8636 | 70.217 | 72.3235 |  | 72.3235 | 54.9437 | 56.592 |  | 56.592
2037-09-01 | 60.0969 | 61.8998 | 8.9722 | 70.872 | 52.2307 | 53.7976 | 4.2716 | 58.0692 | 60.0969 | 61.8998 |  | 61.8998 | 52.2307 | 53.7976 |  | 53.7976
2037-10-01 | 57.6205 | 59.3491 | 8.9722 | 68.3213 | 49.8336 | 51.3286 | 4.2716 | 55.6002 | 57.6205 | 59.3491 |  | 59.3491 | 49.8336 | 51.3286 |  | 51.3286
2037-11-01 | 65.5506 | 67.5171 | 8.9722 | 76.4893 | 54.5362 | 56.1723 | 4.2716 | 60.4438 | 65.5506 | 67.5171 |  | 67.5171 | 54.5362 | 56.1723 |  | 56.1723
2037-12-01 | 93.3405 | 96.1407 | 8.9722 | 105.1129 | 70.536 | 72.6521 | 4.2716 | 76.9237 | 93.3405 | 96.1407 |  | 96.1407 | 70.536 | 72.6521 |  | 72.6521
2038-01-01 | 130.6276 | 134.5465 | 9.0619 | 143.6084 | 87.9389 | 90.5771 | 4.3143 | 94.8914 | 130.6276 | 134.5465 |  | 134.5465 | 87.9389 | 90.5771 |  | 90.5771
2038-02-01 | 94.7394 | 97.5816 | 9.0619 | 106.6435 | 79.2278 | 81.6046 | 4.3143 | 85.9189 | 94.7394 | 97.5816 |  | 97.5816 | 79.2278 | 81.6046 |  | 81.6046
2038-03-01 | 67.0818 | 69.0942 | 9.0619 | 78.1562 | 56.8172 | 58.5217 | 4.3143 | 62.836 | 67.0818 | 69.0942 |  | 69.0942 | 56.8172 | 58.5217 |  | 58.5217
2038-04-01 | 63.2254 | 65.1222 | 9.0619 | 74.1841 | 50.9791 | 52.5084 | 4.3143 | 56.8227 | 63.2254 | 65.1222 |  | 65.1222 | 50.9791 | 52.5084 |  | 52.5084
2038-05-01 | 71.0112 | 73.1416 | 9.0619 | 82.2035 | 53.2865 | 54.8851 | 4.3143 | 59.1994 | 71.0112 | 73.1416 |  | 73.1416 | 53.2865 | 54.8851 |  | 54.8851
2038-06-01 | 75.1594 | 77.4142 | 9.0619 | 86.4761 | 54.3839 | 56.0155 | 4.3143 | 60.3298 | 75.1594 | 77.4142 |  | 77.4142 | 54.3839 | 56.0155 |  | 56.0155
2038-07-01 | 91.5257 | 94.2715 | 9.0619 | 103.3335 | 56.7599 | 58.4627 | 4.3143 | 62.777 | 91.5257 | 94.2715 |  | 94.2715 | 56.7599 | 58.4627 |  | 58.4627
2038-08-01 | 71.6214 | 73.77 | 9.0619 | 82.8319 | 56.0426 | 57.7239 | 4.3143 | 62.0381 | 71.6214 | 73.77 |  | 73.77 | 56.0426 | 57.7239 |  | 57.7239
2038-09-01 | 61.2989 | 63.1378 | 9.0619 | 72.1998 | 53.2753 | 54.8736 | 4.3143 | 59.1879 | 61.2989 | 63.1378 |  | 63.1378 | 53.2753 | 54.8736 |  | 54.8736
2038-10-01 | 58.7729 | 60.5361 | 9.0619 | 69.598 | 50.8303 | 52.3552 | 4.3143 | 56.6695 | 58.7729 | 60.5361 |  | 60.5361 | 50.8303 | 52.3552 |  | 52.3552
2038-11-01 | 66.8616 | 68.8675 | 9.0619 | 77.9294 | 55.6269 | 57.2957 | 4.3143 | 61.61 | 66.8616 | 68.8675 |  | 68.8675 | 55.6269 | 57.2957 |  | 57.2957
2038-12-01 | 95.2073 | 98.0635 | 9.0619 | 107.1254 | 71.9468 | 74.1052 | 4.3143 | 78.4194 | 95.2073 | 98.0635 |  | 98.0635 | 71.9468 | 74.1052 |  | 74.1052
2039-01-01 | 133.2402 | 137.2374 | 9.1526 | 146.3899 | 89.6977 | 92.3886 | 4.3574 | 96.746 | 133.2402 | 137.2374 |  | 137.2374 | 89.6977 | 92.3886 |  | 92.3886
2039-02-01 | 96.6342 | 99.5332 | 9.1526 | 108.6858 | 80.8123 | 83.2367 | 4.3574 | 87.5941 | 96.6342 | 99.5332 |  | 99.5332 | 80.8123 | 83.2367 |  | 83.2367
2039-03-01 | 68.4234 | 70.4761 | 9.1526 | 79.6287 | 57.9536 | 59.6922 | 4.3574 | 64.0496 | 68.4234 | 70.4761 |  | 70.4761 | 57.9536 | 59.6922 |  | 59.6922
2039-04-01 | 64.4899 | 66.4246 | 9.1526 | 75.5772 | 51.9987 | 53.5586 | 4.3574 | 57.916 | 64.4899 | 66.4246 |  | 66.4246 | 51.9987 | 53.5586 |  | 53.5586
2039-05-01 | 72.4315 | 74.6044 | 9.1526 | 83.757 | 54.3522 | 55.9828 | 4.3574 | 60.3402 | 72.4315 | 74.6044 |  | 74.6044 | 54.3522 | 55.9828 |  | 55.9828
2039-06-01 | 76.6626 | 78.9625 | 9.1526 | 88.115 | 55.4716 | 57.1358 | 4.3574 | 61.4932 | 76.6626 | 78.9625 |  | 78.9625 | 55.4716 | 57.1358 |  | 57.1358
2039-07-01 | 93.3563 | 96.1569 | 9.1526 | 105.3095 | 57.8951 | 59.632 | 4.3574 | 63.9894 | 93.3563 | 96.1569 |  | 96.1569 | 57.8951 | 59.632 |  | 59.632
2039-08-01 | 73.0538 | 75.2454 | 9.1526 | 84.398 | 57.1634 | 58.8783 | 4.3574 | 63.2358 | 73.0538 | 75.2454 |  | 75.2454 | 57.1634 | 58.8783 |  | 58.8783
2039-09-01 | 62.5248 | 64.4006 | 9.1526 | 73.5531 | 54.3408 | 55.971 | 4.3574 | 60.3285 | 62.5248 | 64.4006 |  | 64.4006 | 54.3408 | 55.971 |  | 55.971
2039-10-01 | 59.9484 | 61.7468 | 9.1526 | 70.8994 | 51.8469 | 53.4023 | 4.3574 | 57.7597 | 59.9484 | 61.7468 |  | 61.7468 | 51.8469 | 53.4023 |  | 53.4023
2039-11-01 | 68.1988 | 70.2448 | 9.1526 | 79.3974 | 56.7395 | 58.4416 | 4.3574 | 62.7991 | 68.1988 | 70.2448 |  | 70.2448 | 56.7395 | 58.4416 |  | 58.4416
2039-12-01 | 97.1114 | 100.0248 | 9.1526 | 109.1773 | 73.3857 | 75.5873 | 4.3574 | 79.9447 | 97.1114 | 100.0248 |  | 100.0248 | 73.3857 | 75.5873 |  | 75.5873
2040-01-01 | 135.905 | 139.9821 | 9.2441 | 149.2262 | 91.4916 | 94.2364 | 4.401 | 98.6374 | 135.905 | 139.9821 |  | 139.9821 | 91.4916 | 94.2364 |  | 94.2364
2040-02-01 | 98.5669 | 101.5239 | 9.2441 | 110.768 | 82.4286 | 84.9015 | 4.401 | 89.3025 | 98.5669 | 101.5239 |  | 101.5239 | 82.4286 | 84.9015 |  | 84.9015
2040-03-01 | 69.7919 | 71.8856 | 9.2441 | 81.1297 | 59.1126 | 60.886 | 4.401 | 65.287 | 69.7919 | 71.8856 |  | 71.8856 | 59.1126 | 60.886 |  | 60.886
2040-04-01 | 65.7797 | 67.7531 | 9.2441 | 76.9972 | 53.0386 | 54.6298 | 4.401 | 59.0308 | 65.7797 | 67.7531 |  | 67.7531 | 53.0386 | 54.6298 |  | 54.6298
2040-05-01 | 73.8801 | 76.0965 | 9.2441 | 85.3406 | 55.4393 | 57.1025 | 4.401 | 61.5035 | 73.8801 | 76.0965 |  | 76.0965 | 55.4393 | 57.1025 |  | 57.1025
2040-06-01 | 78.1958 | 80.5417 | 9.2441 | 89.7858 | 56.5811 | 58.2785 | 4.401 | 62.6795 | 78.1958 | 80.5417 |  | 80.5417 | 56.5811 | 58.2785 |  | 58.2785
2040-07-01 | 95.2234 | 98.0801 | 9.2441 | 107.3242 | 59.053 | 60.8246 | 4.401 | 65.2256 | 95.2234 | 98.0801 |  | 98.0801 | 59.053 | 60.8246 |  | 60.8246
2040-08-01 | 74.5149 | 76.7503 | 9.2441 | 85.9944 | 58.3067 | 60.0559 | 4.401 | 64.4569 | 74.5149 | 76.7503 |  | 76.7503 | 58.3067 | 60.0559 |  | 60.0559
2040-09-01 | 63.7753 | 65.6886 | 9.2441 | 74.9327 | 55.4276 | 57.0905 | 4.401 | 61.4915 | 63.7753 | 65.6886 |  | 65.6886 | 55.4276 | 57.0905 |  | 57.0905
2040-10-01 | 61.1473 | 62.9818 | 9.2441 | 72.2258 | 52.8838 | 54.4703 | 4.401 | 58.8713 | 61.1473 | 62.9818 |  | 62.9818 | 52.8838 | 54.4703 |  | 54.4703
2040-11-01 | 69.5628 | 71.6497 | 9.2441 | 80.8938 | 57.8742 | 59.6105 | 4.401 | 64.0115 | 69.5628 | 71.6497 |  | 71.6497 | 57.8742 | 59.6105 |  | 59.6105
2040-12-01 | 99.0537 | 102.0253 | 9.2441 | 111.2694 | 74.8534 | 77.099 | 4.401 | 81.5 | 99.0537 | 102.0253 |  | 102.0253 | 74.8534 | 77.099 |  | 77.099
NB Transmission Charges:
Schedule 1 | Scheduling, System Control and Dispatch Service | [15 empty] | x
| On Peak Hourly |  | 0.5 | per MW of Reserved Capacity per Hour | [12 empty] | x
| Off Peak Hourly |  | 0.24 | per MW of Reserved Capacity per Hour | [12 empty] | x
Schedule 2 | Reactive Supply and Voltage Control fro generation Source Services | [15 empty] | x
| On Peak Hourly |  | 0.43 | per MW of Reserved Capacity per Hour | [12 empty] | x
| Off Peak Hourly |  | 0.21 | per MW of Reserved Capacity per Hour | [12 empty] | x
Schedule 7 & 8 | Non-Firm Point-to-Point Transmission Service | [15 empty] | x
| On Peak Daily |  | 97.06 | of Reserved Capacity per day
| Off Peak Daily |  | 69.14 | of Reserved Capacity per day
| On Peak Hourly |  | 6.0663 | of Reserved Capacity per hour
| Off Peak Hourly |  | 2.8808 | of Reserved Capacity per hour
Schedule 1 + 2 + 7/8: | Total Charges
| On Peak |  | 6.9962 | per MWh
| Off Peak |  | 3.3308 | per MWh
| Losses |  | 3.3%
| Year of estimates |  | 2012
| Annual escalation |  | 1%
| COD |  | 2017
Foreign Exchange Assumptions
ForEx | 1.03

## Purchases from Market - Base
Energy Purchases from New Brunswick/Nalcor (Base Case)
| New Brunswick Energy Sales (Base Case) | [7 empty] | Nalcor Energy Sales (Base Case)
| MassHub - On Peak - Base | MassHub - On Peak - Base | Plus: NB Transmission (On Peak) | NB On Peak Price | MassHub - Off Peak - Base | MassHub - Off Peak - Base | Plus: NB Transmission (OffPeak) | NB Off Peak Price | MassHub - On Peak - Base | MassHub - On Peak - Base | Plus: NB Transmission (On Peak) | Nalcor On Peak Price | MassHub - Off Peak - Base | MassHub - Off Peak - Base | Plus: NB Transmission (OffPeak) | Nalcor Off Peak Price
| US$ | CAD$ | CAD$ | CAD$ | US$ | CAD$ | CAD$ | CAD$ | US$ | CAD$ | CAD$ | CAD$ | US$ | CAD$ | CAD$ | CAD$ | x
2017-01-01 | 106.9178 | 110.1253 | 7.3531 | 117.4785 | 70.7326 | 72.8545 | 3.5007 | 76.3553 | 106.9178 | 110.1253 |  | 110.1253 | 70.7326 | 72.8545 |  | 72.8545 | x
2017-02-01 | 77.2212 | 79.5379 | 7.3531 | 86.891 | 63.867 | 65.783 | 3.5007 | 69.2837 | 77.2212 | 79.5379 |  | 79.5379 | 63.867 | 65.783 |  | 65.783 | x
2017-03-01 | 51.0911 | 52.6238 | 7.3531 | 59.977 | 42.3403 | 43.6105 | 3.5007 | 47.1112 | 51.0911 | 52.6238 |  | 52.6238 | 42.3403 | 43.6105 |  | 43.6105 | x
2017-04-01 | 46.1844 | 47.57 | 7.3531 | 54.9231 | 37.4928 | 38.6175 | 3.5007 | 42.1183 | 46.1844 | 47.57 |  | 47.57 | 37.4928 | 38.6175 |  | 38.6175 | x
2017-05-01 | 45.4787 | 46.8431 | 7.3531 | 54.1962 | 37.7416 | 38.8739 | 3.5007 | 42.3746 | 45.4787 | 46.8431 |  | 46.8431 | 37.7416 | 38.8739 |  | 38.8739 | x
2017-06-01 | 54.3649 | 55.9958 | 7.3531 | 63.349 | 37.6436 | 38.7729 | 3.5007 | 42.2737 | 54.3649 | 55.9958 |  | 55.9958 | 37.6436 | 38.7729 |  | 38.7729 | x
2017-07-01 | 69.8489 | 71.9443 | 7.3531 | 79.2975 | 41.1524 | 42.387 | 3.5007 | 45.8877 | 69.8489 | 71.9443 |  | 71.9443 | 41.1524 | 42.387 |  | 42.387 | x
2017-08-01 | 59.4601 | 61.2439 | 7.3531 | 68.597 | 40.7219 | 41.9435 | 3.5007 | 45.4443 | 59.4601 | 61.2439 |  | 61.2439 | 40.7219 | 41.9435 |  | 41.9435 | x
2017-09-01 | 46.2338 | 47.6208 | 7.3531 | 54.974 | 39.7168 | 40.9084 | 3.5007 | 44.4091 | 46.2338 | 47.6208 |  | 47.6208 | 39.7168 | 40.9084 |  | 40.9084 | x
2017-10-01 | 43.8359 | 45.1509 | 7.3531 | 52.5041 | 37.1707 | 38.2858 | 3.5007 | 41.7865 | 43.8359 | 45.1509 |  | 45.1509 | 37.1707 | 38.2858 |  | 38.2858 | x
2017-11-01 | 47.7682 | 49.2012 | 7.3531 | 56.5543 | 41.3067 | 42.5459 | 3.5007 | 46.0467 | 47.7682 | 49.2012 |  | 49.2012 | 41.3067 | 42.5459 |  | 42.5459 | x
2017-12-01 | 74.1819 | 76.4074 | 7.3531 | 83.7605 | 55.5835 | 57.251 | 3.5007 | 60.7517 | 74.1819 | 76.4074 |  | 76.4074 | 55.5835 | 57.251 |  | 57.251 | x
2018-01-01 | 104.6527 | 107.7923 | 7.4267 | 115.219 | 71.4272 | 73.5701 | 3.5357 | 77.1058 | 104.6527 | 107.7923 |  | 107.7923 | 71.4272 | 73.5701 |  | 73.5701 | x
2018-02-01 | 76.1731 | 78.4583 | 7.4267 | 85.8849 | 64.2526 | 66.1801 | 3.5357 | 69.7159 | 76.1731 | 78.4583 |  | 78.4583 | 64.2526 | 66.1801 |  | 66.1801 | x
2018-03-01 | 51.446 | 52.9894 | 7.4267 | 60.4161 | 43.036 | 44.327 | 3.5357 | 47.8628 | 51.446 | 52.9894 |  | 52.9894 | 43.036 | 44.327 |  | 44.327 | x
2018-04-01 | 46.9648 | 48.3737 | 7.4267 | 55.8004 | 38.1532 | 39.2978 | 3.5357 | 42.8335 | 46.9648 | 48.3737 |  | 48.3737 | 38.1532 | 39.2978 |  | 39.2978 | x
2018-05-01 | 47.5996 | 49.0276 | 7.4267 | 56.4542 | 38.9356 | 40.1036 | 3.5357 | 43.6394 | 47.5996 | 49.0276 |  | 49.0276 | 38.9356 | 40.1036 |  | 40.1036 | x
2018-06-01 | 55.8764 | 57.5527 | 7.4267 | 64.9794 | 38.9443 | 40.1126 | 3.5357 | 43.6483 | 55.8764 | 57.5527 |  | 57.5527 | 38.9443 | 40.1126 |  | 40.1126 | x
2018-07-01 | 71.3123 | 73.4516 | 7.4267 | 80.8783 | 42.7758 | 44.0591 | 3.5357 | 47.5949 | 71.3123 | 73.4516 |  | 73.4516 | 42.7758 | 44.0591 |  | 44.0591 | x
2018-08-01 | 58.8199 | 60.5845 | 7.4267 | 68.0111 | 42.1707 | 43.4358 | 3.5357 | 46.9716 | 58.8199 | 60.5845 |  | 60.5845 | 42.1707 | 43.4358 |  | 43.4358 | x
2018-09-01 | 47.3345 | 48.7545 | 7.4267 | 56.1812 | 40.4447 | 41.6581 | 3.5357 | 45.1938 | 47.3345 | 48.7545 |  | 48.7545 | 40.4447 | 41.6581 |  | 41.6581 | x
2018-10-01 | 44.9551 | 46.3037 | 7.4267 | 53.7304 | 38.1625 | 39.3074 | 3.5357 | 42.8431 | 44.9551 | 46.3037 |  | 46.3037 | 38.1625 | 39.3074 |  | 39.3074 | x
2018-11-01 | 48.925 | 50.3928 | 7.4267 | 57.8194 | 42.3636 | 43.6345 | 3.5357 | 47.1702 | 48.925 | 50.3928 |  | 50.3928 | 42.3636 | 43.6345 |  | 43.6345 | x
2018-12-01 | 74.0406 | 76.2618 | 7.4267 | 83.6884 | 56.152 | 57.8366 | 3.5357 | 61.3723 | 74.0406 | 76.2618 |  | 76.2618 | 56.152 | 57.8366 |  | 57.8366 | x
2019-01-01 | 106.1779 | 109.3633 | 7.5009 | 116.8642 | 71.7817 | 73.9352 | 3.5711 | 77.5063 | 106.1779 | 109.3633 |  | 109.3633 | 71.7817 | 73.9352 |  | 73.9352 | x
2019-02-01 | 76.4794 | 78.7738 | 7.5009 | 86.2747 | 64.5547 | 66.4913 | 3.5711 | 70.0624 | 76.4794 | 78.7738 |  | 78.7738 | 64.5547 | 66.4913 |  | 66.4913 | x
2019-03-01 | 52.9759 | 54.5651 | 7.5009 | 62.0661 | 43.9734 | 45.2926 | 3.5711 | 48.8637 | 52.9759 | 54.5651 |  | 54.5651 | 43.9734 | 45.2926 |  | 45.2926 | x
2019-04-01 | 48.7015 | 50.1626 | 7.5009 | 57.6635 | 39.1321 | 40.3061 | 3.5711 | 43.8772 | 48.7015 | 50.1626 |  | 50.1626 | 39.1321 | 40.3061 |  | 40.3061 | x
2019-05-01 | 49.7461 | 51.2384 | 7.5009 | 58.7394 | 40.0213 | 41.2219 | 3.5711 | 44.793 | 49.7461 | 51.2384 |  | 51.2384 | 40.0213 | 41.2219 |  | 41.2219 | x
2019-06-01 | 58.0777 | 59.82 | 7.5009 | 67.321 | 40.3105 | 41.5198 | 3.5711 | 45.0909 | 58.0777 | 59.82 |  | 59.82 | 40.3105 | 41.5198 |  | 41.5198 | x
2019-07-01 | 74.802 | 77.0461 | 7.5009 | 84.547 | 44.1546 | 45.4792 | 3.5711 | 49.0503 | 74.802 | 77.0461 |  | 77.0461 | 44.1546 | 45.4792 |  | 45.4792 | x
2019-08-01 | 59.901 | 61.698 | 7.5009 | 69.199 | 43.439 | 44.7422 | 3.5711 | 48.3133 | 59.901 | 61.698 |  | 61.698 | 43.439 | 44.7422 |  | 44.7422 | x
2019-09-01 | 48.5728 | 50.03 | 7.5009 | 57.5309 | 41.3106 | 42.5499 | 3.5711 | 46.121 | 48.5728 | 50.03 |  | 50.03 | 41.3106 | 42.5499 |  | 42.5499 | x
2019-10-01 | 46.1477 | 47.5321 | 7.5009 | 55.033 | 39.3953 | 40.5771 | 3.5711 | 44.1482 | 46.1477 | 47.5321 |  | 47.5321 | 39.3953 | 40.5771 |  | 40.5771 | x
2019-11-01 | 50.6516 | 52.1712 | 7.5009 | 59.6721 | 43.8082 | 45.1224 | 3.5711 | 48.6936 | 50.6516 | 52.1712 |  | 52.1712 | 43.8082 | 45.1224 |  | 45.1224 | x
2019-12-01 | 76.4023 | 78.6944 | 7.5009 | 86.1953 | 57.7053 | 59.4364 | 3.5711 | 63.0075 | 76.4023 | 78.6944 |  | 78.6944 | 57.7053 | 59.4364 |  | 59.4364 | x
2020-01-01 | 110.2777 | 113.586 | 7.5759 | 121.162 | 74.1855 | 76.411 | 3.6068 | 80.0179 | 110.2777 | 113.586 |  | 113.586 | 74.1855 | 76.411 |  | 76.411 | x
2020-02-01 | 79.0562 | 81.4279 | 7.5759 | 89.0038 | 66.8537 | 68.8593 | 3.6068 | 72.4661 | 79.0562 | 81.4279 |  | 81.4279 | 66.8537 | 68.8593 |  | 68.8593 | x
2020-03-01 | 55.5474 | 57.2138 | 7.5759 | 64.7898 | 46.0479 | 47.4294 | 3.6068 | 51.0362 | 55.5474 | 57.2138 |  | 57.2138 | 46.0479 | 47.4294 |  | 47.4294 | x
2020-04-01 | 50.6178 | 52.1363 | 7.5759 | 59.7123 | 41.1799 | 42.4153 | 3.6068 | 46.0221 | 50.6178 | 52.1363 |  | 52.1363 | 41.1799 | 42.4153 |  | 42.4153 | x
2020-05-01 | 52.5858 | 54.1633 | 7.5759 | 61.7393 | 42.3889 | 43.6605 | 3.6068 | 47.2674 | 52.5858 | 54.1633 |  | 54.1633 | 42.3889 | 43.6605 |  | 43.6605 | x
2020-06-01 | 62.9368 | 64.8249 | 7.5759 | 72.4009 | 43.1562 | 44.4509 | 3.6068 | 48.0577 | 62.9368 | 64.8249 |  | 64.8249 | 43.1562 | 44.4509 |  | 44.4509
2020-07-01 | 77.083 | 79.3955 | 7.5759 | 86.9715 | 46.2302 | 47.6171 | 3.6068 | 51.2239 | 77.083 | 79.3955 |  | 79.3955 | 46.2302 | 47.6171 |  | 47.6171
2020-08-01 | 61.6949 | 63.5458 | 7.5759 | 71.1217 | 45.276 | 46.6343 | 3.6068 | 50.2411 | 61.6949 | 63.5458 |  | 63.5458 | 45.276 | 46.6343 |  | 46.6343
2020-09-01 | 50.3338 | 51.8438 | 7.5759 | 59.4198 | 43.1704 | 44.4655 | 3.6068 | 48.0723 | 50.3338 | 51.8438 |  | 51.8438 | 43.1704 | 44.4655 |  | 44.4655
2020-10-01 | 47.8977 | 49.3347 | 7.5759 | 56.9106 | 41.3193 | 42.5589 | 3.6068 | 46.1657 | 47.8977 | 49.3347 |  | 49.3347 | 41.3193 | 42.5589 |  | 42.5589
2020-11-01 | 53.9957 | 55.6156 | 7.5759 | 63.1915 | 45.7946 | 47.1684 | 3.6068 | 50.7752 | 53.9957 | 55.6156 |  | 55.6156 | 45.7946 | 47.1684 |  | 47.1684
2020-12-01 | 79.9029 | 82.3 | 7.5759 | 89.876 | 59.7725 | 61.5657 | 3.6068 | 65.1725 | 79.9029 | 82.3 |  | 82.3 | 59.7725 | 61.5657 |  | 61.5657
2021-01-01 | 112.8287 | 116.2136 | 7.6517 | 123.8652 | 75.9292 | 78.2071 | 3.6429 | 81.85 | 112.8287 | 116.2136 |  | 116.2136 | 75.9292 | 78.2071 |  | 78.2071
2021-02-01 | 81.5636 | 84.0105 | 7.6517 | 91.6622 | 68.0326 | 70.0735 | 3.6429 | 73.7164 | 81.5636 | 84.0105 |  | 84.0105 | 68.0326 | 70.0735 |  | 70.0735
2021-03-01 | 57.2487 | 58.9661 | 7.6517 | 66.6178 | 47.5009 | 48.9259 | 3.6429 | 52.5688 | 57.2487 | 58.9661 |  | 58.9661 | 47.5009 | 48.9259 |  | 48.9259
2021-04-01 | 52.478 | 54.0524 | 7.6517 | 61.704 | 42.4555 | 43.7292 | 3.6429 | 47.3721 | 52.478 | 54.0524 |  | 54.0524 | 42.4555 | 43.7292 |  | 43.7292
2021-05-01 | 55.8468 | 57.5222 | 7.6517 | 65.1739 | 43.8272 | 45.142 | 3.6429 | 48.7849 | 55.8468 | 57.5222 |  | 57.5222 | 43.8272 | 45.142 |  | 45.142
2021-06-01 | 64.4567 | 66.3904 | 7.6517 | 74.0421 | 44.8682 | 46.2143 | 3.6429 | 49.8571 | 64.4567 | 66.3904 |  | 66.3904 | 44.8682 | 46.2143 |  | 46.2143
2021-07-01 | 78.3453 | 80.6956 | 7.6517 | 88.3473 | 47.6538 | 49.0834 | 3.6429 | 52.7262 | 78.3453 | 80.6956 |  | 80.6956 | 47.6538 | 49.0834 |  | 49.0834
2021-08-01 | 62.3581 | 64.2289 | 7.6517 | 71.8806 | 46.5838 | 47.9813 | 3.6429 | 51.6242 | 62.3581 | 64.2289 |  | 64.2289 | 46.5838 | 47.9813 |  | 47.9813
2021-09-01 | 51.4113 | 52.9536 | 7.6517 | 60.6053 | 44.5183 | 45.8538 | 3.6429 | 49.4967 | 51.4113 | 52.9536 |  | 52.9536 | 44.5183 | 45.8538 |  | 45.8538
2021-10-01 | 49.0299 | 50.5008 | 7.6517 | 58.1525 | 42.5224 | 43.7981 | 3.6429 | 47.441 | 49.0299 | 50.5008 |  | 50.5008 | 42.5224 | 43.7981 |  | 43.7981
2021-11-01 | 55.9672 | 57.6462 | 7.6517 | 65.2979 | 47.1132 | 48.5266 | 3.6429 | 52.1695 | 55.9672 | 57.6462 |  | 57.6462 | 47.1132 | 48.5266 |  | 48.5266
2021-12-01 | 81.5044 | 83.9495 | 7.6517 | 91.6012 | 61.3698 | 63.2109 | 3.6429 | 66.8538 | 81.5044 | 83.9495 |  | 83.9495 | 61.3698 | 63.2109 |  | 63.2109
2022-01-01 | 116.1454 | 119.6298 | 7.7282 | 127.358 | 78.4773 | 80.8316 | 3.6793 | 84.5109 | 116.1454 | 119.6298 |  | 119.6298 | 78.4773 | 80.8316 |  | 80.8316
2022-02-01 | 84.2497 | 86.7771 | 7.7282 | 94.5054 | 70.6434 | 72.7627 | 3.6793 | 76.4421 | 84.2497 | 86.7771 |  | 86.7771 | 70.6434 | 72.7627 |  | 72.7627
2022-03-01 | 59.3021 | 61.0812 | 7.7282 | 68.8094 | 49.7056 | 51.1968 | 3.6793 | 54.8761 | 59.3021 | 61.0812 |  | 61.0812 | 49.7056 | 51.1968 |  | 51.1968
2022-04-01 | 55.4419 | 57.1051 | 7.7282 | 64.8333 | 44.5842 | 45.9217 | 3.6793 | 49.601 | 55.4419 | 57.1051 |  | 57.1051 | 44.5842 | 45.9217 |  | 45.9217
2022-05-01 | 62.6524 | 64.5319 | 7.7282 | 72.2601 | 46.1987 | 47.5847 | 3.6793 | 51.264 | 62.6524 | 64.5319 |  | 64.5319 | 46.1987 | 47.5847 |  | 47.5847
2022-06-01 | 66.3203 | 68.3099 | 7.7282 | 76.0381 | 47.3261 | 48.7458 | 3.6793 | 52.4252 | 66.3203 | 68.3099 |  | 68.3099 | 47.3261 | 48.7458 |  | 48.7458
2022-07-01 | 80.979 | 83.4084 | 7.7282 | 91.1366 | 49.831 | 51.326 | 3.6793 | 55.0053 | 80.979 | 83.4084 |  | 83.4084 | 49.831 | 51.326 |  | 51.326
2022-08-01 | 63.3123 | 65.2117 | 7.7282 | 72.9399 | 49.0626 | 50.5345 | 3.6793 | 54.2138 | 63.3123 | 65.2117 |  | 65.2117 | 49.0626 | 50.5345 |  | 50.5345
2022-09-01 | 53.2691 | 54.8672 | 7.7282 | 62.5954 | 46.6492 | 48.0486 | 3.6793 | 51.7279 | 53.2691 | 54.8672 |  | 54.8672 | 46.6492 | 48.0486 |  | 48.0486
2022-10-01 | 50.96 | 52.4888 | 7.7282 | 60.217 | 44.5855 | 45.9231 | 3.6793 | 49.6024 | 50.96 | 52.4888 |  | 52.4888 | 44.5855 | 45.9231 |  | 45.9231
2022-11-01 | 58.5507 | 60.3072 | 7.7282 | 68.0354 | 49.116 | 50.5895 | 3.6793 | 54.2688 | 58.5507 | 60.3072 |  | 60.3072 | 49.116 | 50.5895 |  | 50.5895
2022-12-01 | 84.5461 | 87.0824 | 7.7282 | 94.8106 | 63.9718 | 65.8909 | 3.6793 | 69.5702 | 84.5461 | 87.0824 |  | 87.0824 | 63.9718 | 65.8909 |  | 65.8909
2023-01-01 | 118.4683 | 122.0224 | 7.8055 | 129.8279 | 80.0468 | 82.4482 | 3.7161 | 86.1643 | 118.4683 | 122.0224 |  | 122.0224 | 80.0468 | 82.4482 |  | 82.4482
2023-02-01 | 85.9346 | 88.5127 | 7.8055 | 96.3182 | 72.0563 | 74.218 | 3.7161 | 77.9341 | 85.9346 | 88.5127 |  | 88.5127 | 72.0563 | 74.218 |  | 74.218
2023-03-01 | 60.4881 | 62.3028 | 7.8055 | 70.1083 | 50.6997 | 52.2207 | 3.7161 | 55.9368 | 60.4881 | 62.3028 |  | 62.3028 | 50.6997 | 52.2207 |  | 52.2207
2023-04-01 | 56.5507 | 58.2472 | 7.8055 | 66.0527 | 45.4758 | 46.8401 | 3.7161 | 50.5562 | 56.5507 | 58.2472 |  | 58.2472 | 45.4758 | 46.8401 |  | 46.8401
2023-05-01 | 63.9054 | 65.8226 | 7.8055 | 73.6281 | 47.1227 | 48.5364 | 3.7161 | 52.2525 | 63.9054 | 65.8226 |  | 65.8226 | 47.1227 | 48.5364 |  | 48.5364
2023-06-01 | 67.6467 | 69.6761 | 7.8055 | 77.4816 | 48.2726 | 49.7208 | 3.7161 | 53.4369 | 67.6467 | 69.6761 |  | 69.6761 | 48.2726 | 49.7208 |  | 49.7208
2023-07-01 | 82.5986 | 85.0766 | 7.8055 | 92.882 | 50.8276 | 52.3525 | 3.7161 | 56.0686 | 82.5986 | 85.0766 |  | 85.0766 | 50.8276 | 52.3525 |  | 52.3525
2023-08-01 | 64.5786 | 66.5159 | 7.8055 | 74.3214 | 50.0439 | 51.5452 | 3.7161 | 55.2613 | 64.5786 | 66.5159 |  | 66.5159 | 50.0439 | 51.5452 |  | 51.5452
2023-09-01 | 54.3345 | 55.9645 | 7.8055 | 63.77 | 47.5821 | 49.0096 | 3.7161 | 52.7257 | 54.3345 | 55.9645 |  | 55.9645 | 47.5821 | 49.0096 |  | 49.0096
2023-10-01 | 51.9792 | 53.5386 | 7.8055 | 61.3441 | 45.4772 | 46.8416 | 3.7161 | 50.5577 | 51.9792 | 53.5386 |  | 53.5386 | 45.4772 | 46.8416 |  | 46.8416
2023-11-01 | 59.7217 | 61.5134 | 7.8055 | 69.3189 | 50.0984 | 51.6013 | 3.7161 | 55.3174 | 59.7217 | 61.5134 |  | 61.5134 | 50.0984 | 51.6013 |  | 51.6013
2023-12-01 | 86.237 | 88.8241 | 7.8055 | 96.6296 | 65.2512 | 67.2087 | 3.7161 | 70.9248 | 86.237 | 88.8241 |  | 88.8241 | 65.2512 | 67.2087 |  | 67.2087
2024-01-01 | 120.8377 | 124.4628 | 7.8835 | 132.3464 | 81.6478 | 84.0972 | 3.7533 | 87.8505 | 120.8377 | 124.4628 |  | 124.4628 | 81.6478 | 84.0972 |  | 84.0972
2024-02-01 | 87.6533 | 90.2829 | 7.8835 | 98.1665 | 73.4974 | 75.7024 | 3.7533 | 79.4556 | 87.6533 | 90.2829 |  | 90.2829 | 73.4974 | 75.7024 |  | 75.7024
2024-03-01 | 61.6979 | 63.5488 | 7.8835 | 71.4324 | 51.7137 | 53.2651 | 3.7533 | 57.0184 | 61.6979 | 63.5488 |  | 63.5488 | 51.7137 | 53.2651 |  | 53.2651
2024-04-01 | 57.6817 | 59.4122 | 7.8835 | 67.2957 | 46.3854 | 47.7769 | 3.7533 | 51.5302 | 57.6817 | 59.4122 |  | 59.4122 | 46.3854 | 47.7769 |  | 47.7769
2024-05-01 | 65.1835 | 67.139 | 7.8835 | 75.0226 | 48.0652 | 49.5071 | 3.7533 | 53.2604 | 65.1835 | 67.139 |  | 67.139 | 48.0652 | 49.5071 |  | 49.5071
2024-06-01 | 68.9996 | 71.0696 | 7.8835 | 78.9531 | 49.238 | 50.7152 | 3.7533 | 54.4684 | 68.9996 | 71.0696 |  | 71.0696 | 49.238 | 50.7152 |  | 50.7152
2024-07-01 | 84.2506 | 86.7781 | 7.8835 | 94.6616 | 51.8442 | 53.3995 | 3.7533 | 57.1528 | 84.2506 | 86.7781 |  | 86.7781 | 51.8442 | 53.3995 |  | 53.3995
2024-08-01 | 65.8702 | 67.8463 | 7.8835 | 75.7298 | 51.0447 | 52.5761 | 3.7533 | 56.3293 | 65.8702 | 67.8463 |  | 67.8463 | 51.0447 | 52.5761 |  | 52.5761
2024-09-01 | 55.4212 | 57.0838 | 7.8835 | 64.9674 | 48.5338 | 49.9898 | 3.7533 | 53.7431 | 55.4212 | 57.0838 |  | 57.0838 | 48.5338 | 49.9898 |  | 49.9898
2024-10-01 | 53.0188 | 54.6093 | 7.8835 | 62.4929 | 46.3868 | 47.7784 | 3.7533 | 51.5317 | 53.0188 | 54.6093 |  | 54.6093 | 46.3868 | 47.7784 |  | 47.7784
2024-11-01 | 60.9162 | 62.7436 | 7.8835 | 70.6272 | 51.1003 | 52.6333 | 3.7533 | 56.3866 | 60.9162 | 62.7436 |  | 62.7436 | 51.1003 | 52.6333 |  | 52.6333
2024-12-01 | 87.9617 | 90.6006 | 7.8835 | 98.4841 | 66.5562 | 68.5529 | 3.7533 | 72.3062 | 87.9617 | 90.6006 |  | 90.6006 | 66.5562 | 68.5529 |  | 68.5529
2025-01-01 | 123.2544 | 126.9521 | 7.9624 | 134.9145 | 83.2807 | 85.7791 | 3.7908 | 89.5699 | 123.2544 | 126.9521 |  | 126.9521 | 83.2807 | 85.7791 |  | 85.7791
2025-02-01 | 89.4064 | 92.0886 | 7.9624 | 100.051 | 74.9674 | 77.2164 | 3.7908 | 81.0072 | 89.4064 | 92.0886 |  | 92.0886 | 74.9674 | 77.2164 |  | 77.2164
2025-03-01 | 62.9319 | 64.8198 | 7.9624 | 72.7822 | 52.748 | 54.3304 | 3.7908 | 58.1212 | 62.9319 | 64.8198 |  | 64.8198 | 52.748 | 54.3304 |  | 54.3304
2025-04-01 | 58.8354 | 60.6004 | 7.9624 | 68.5628 | 47.3131 | 48.7325 | 3.7908 | 52.5233 | 58.8354 | 60.6004 |  | 60.6004 | 47.3131 | 48.7325 |  | 48.7325
2025-05-01 | 66.4872 | 68.4818 | 7.9624 | 76.4442 | 49.0265 | 50.4973 | 3.7908 | 54.2881 | 66.4872 | 68.4818 |  | 68.4818 | 49.0265 | 50.4973 |  | 50.4973
2025-06-01 | 70.3796 | 72.491 | 7.9624 | 80.4534 | 50.2228 | 51.7295 | 3.7908 | 55.5203 | 70.3796 | 72.491 |  | 72.491 | 50.2228 | 51.7295 |  | 51.7295
2025-07-01 | 85.9356 | 88.5136 | 7.9624 | 96.476 | 52.8811 | 54.4675 | 3.7908 | 58.2583 | 85.9356 | 88.5136 |  | 88.5136 | 52.8811 | 54.4675 |  | 54.4675
2025-08-01 | 67.1876 | 69.2032 | 7.9624 | 77.1656 | 52.0656 | 53.6276 | 3.7908 | 57.4184 | 67.1876 | 69.2032 |  | 69.2032 | 52.0656 | 53.6276 |  | 53.6276
2025-09-01 | 56.5296 | 58.2255 | 7.9624 | 66.1879 | 49.5045 | 50.9896 | 3.7908 | 54.7804 | 56.5296 | 58.2255 |  | 58.2255 | 49.5045 | 50.9896 |  | 50.9896
2025-10-01 | 54.0792 | 55.7015 | 7.9624 | 63.6639 | 47.3145 | 48.734 | 3.7908 | 52.5248 | 54.0792 | 55.7015 |  | 55.7015 | 47.3145 | 48.734 |  | 48.734
2025-11-01 | 62.1345 | 63.9985 | 7.9624 | 71.9609 | 52.1223 | 53.686 | 3.7908 | 57.4768 | 62.1345 | 63.9985 |  | 63.9985 | 52.1223 | 53.686 |  | 53.686
2025-12-01 | 89.7209 | 92.4126 | 7.9624 | 100.375 | 67.8873 | 69.924 | 3.7908 | 73.7148 | 89.7209 | 92.4126 |  | 92.4126 | 67.8873 | 69.924 |  | 69.924
2026-01-01 | 125.7195 | 129.4911 | 8.042 | 137.5331 | 84.9463 | 87.4947 | 3.8287 | 91.3234 | 125.7195 | 129.4911 |  | 129.4911 | 84.9463 | 87.4947 |  | 87.4947
2026-02-01 | 91.1945 | 93.9304 | 8.042 | 101.9724 | 76.4667 | 78.7607 | 3.8287 | 82.5894 | 91.1945 | 93.9304 |  | 93.9304 | 76.4667 | 78.7607 |  | 78.7607
2026-03-01 | 64.1905 | 66.1162 | 8.042 | 74.1582 | 53.8029 | 55.417 | 3.8287 | 59.2457 | 64.1905 | 66.1162 |  | 66.1162 | 53.8029 | 55.417 |  | 55.417
2026-04-01 | 60.0121 | 61.8124 | 8.042 | 69.8544 | 48.2593 | 49.7071 | 3.8287 | 53.5358 | 60.0121 | 61.8124 |  | 61.8124 | 48.2593 | 49.7071 |  | 49.7071
2026-05-01 | 67.8169 | 69.8514 | 8.042 | 77.8934 | 50.007 | 51.5072 | 3.8287 | 55.3359 | 67.8169 | 69.8514 |  | 69.8514 | 50.007 | 51.5072 |  | 51.5072
2026-06-01 | 71.7872 | 73.9408 | 8.042 | 81.9828 | 51.2272 | 52.7641 | 3.8287 | 56.5928 | 71.7872 | 73.9408 |  | 73.9408 | 51.2272 | 52.7641 |  | 52.7641
2026-07-01 | 87.6543 | 90.2839 | 8.042 | 98.3259 | 53.9387 | 55.5569 | 3.8287 | 59.3856 | 87.6543 | 90.2839 |  | 90.2839 | 53.9387 | 55.5569 |  | 55.5569
2026-08-01 | 68.5313 | 70.5872 | 8.042 | 78.6293 | 53.1069 | 54.7002 | 3.8287 | 58.5289 | 68.5313 | 70.5872 |  | 70.5872 | 53.1069 | 54.7002 |  | 54.7002
2026-09-01 | 57.6602 | 59.39 | 8.042 | 67.432 | 50.4945 | 52.0094 | 3.8287 | 55.8381 | 57.6602 | 59.39 |  | 59.39 | 50.4945 | 52.0094 |  | 52.0094
2026-10-01 | 55.1607 | 56.8156 | 8.042 | 64.8576 | 48.2608 | 49.7086 | 3.8287 | 53.5374 | 55.1607 | 56.8156 |  | 56.8156 | 48.2608 | 49.7086 |  | 49.7086
2026-11-01 | 63.3772 | 65.2785 | 8.042 | 73.3205 | 53.1648 | 54.7597 | 3.8287 | 58.5884 | 63.3772 | 65.2785 |  | 65.2785 | 53.1648 | 54.7597 |  | 54.7597
2026-12-01 | 91.5154 | 94.2608 | 8.042 | 102.3028 | 69.2451 | 71.3224 | 3.8287 | 75.1512 | 91.5154 | 94.2608 |  | 94.2608 | 69.2451 | 71.3224 |  | 71.3224
2027-01-01 | 128.2339 | 132.0809 | 8.1224 | 140.2034 | 86.6453 | 89.2446 | 3.867 | 93.1116 | 128.2339 | 132.0809 |  | 132.0809 | 86.6453 | 89.2446 |  | 89.2446
2027-02-01 | 93.0184 | 95.809 | 8.1224 | 103.9314 | 77.9961 | 80.3359 | 3.867 | 84.2029 | 93.0184 | 95.809 |  | 95.809 | 77.9961 | 80.3359 |  | 80.3359
2027-03-01 | 65.4743 | 67.4385 | 8.1224 | 75.561 | 54.879 | 56.5254 | 3.867 | 60.3923 | 65.4743 | 67.4385 |  | 67.4385 | 54.879 | 56.5254 |  | 56.5254
2027-04-01 | 61.2123 | 63.0487 | 8.1224 | 71.1711 | 49.2245 | 50.7013 | 3.867 | 54.5683 | 61.2123 | 63.0487 |  | 63.0487 | 49.2245 | 50.7013 |  | 50.7013
2027-05-01 | 69.1733 | 71.2485 | 8.1224 | 79.3709 | 51.0072 | 52.5374 | 3.867 | 56.4044 | 69.1733 | 71.2485 |  | 71.2485 | 51.0072 | 52.5374 |  | 52.5374
2027-06-01 | 73.2229 | 75.4196 | 8.1224 | 83.542 | 52.2518 | 53.8193 | 3.867 | 57.6863 | 73.2229 | 75.4196 |  | 75.4196 | 52.2518 | 53.8193 |  | 53.8193
2027-07-01 | 89.4074 | 92.0896 | 8.1224 | 100.212 | 55.0175 | 56.668 | 3.867 | 60.535 | 89.4074 | 92.0896 |  | 92.0896 | 55.0175 | 56.668 |  | 56.668
2027-08-01 | 69.9019 | 71.999 | 8.1224 | 80.1214 | 54.1691 | 55.7942 | 3.867 | 59.6611 | 69.9019 | 71.999 |  | 71.999 | 54.1691 | 55.7942 |  | 55.7942
2027-09-01 | 58.8134 | 60.5778 | 8.1224 | 68.7002 | 51.5044 | 53.0496 | 3.867 | 56.9166 | 58.8134 | 60.5778 |  | 60.5778 | 51.5044 | 53.0496 |  | 53.0496
2027-10-01 | 56.264 | 57.9519 | 8.1224 | 66.0743 | 49.226 | 50.7028 | 3.867 | 54.5698 | 56.264 | 57.9519 |  | 57.9519 | 49.226 | 50.7028 |  | 50.7028
2027-11-01 | 64.6447 | 66.5841 | 8.1224 | 74.7065 | 54.2281 | 55.8549 | 3.867 | 59.7219 | 64.6447 | 66.5841 |  | 66.5841 | 54.2281 | 55.8549 |  | 55.8549
2027-12-01 | 93.3457 | 96.146 | 8.1224 | 104.2685 | 70.63 | 72.7489 | 3.867 | 76.6159 | 93.3457 | 96.146 |  | 96.146 | 70.63 | 72.7489 |  | 72.7489
2028-01-01 | 130.7986 | 134.7226 | 8.2037 | 142.9262 | 88.3782 | 91.0295 | 3.9057 | 94.9352 | 130.7986 | 134.7226 |  | 134.7226 | 88.3782 | 91.0295 |  | 91.0295
2028-02-01 | 94.8788 | 97.7252 | 8.2037 | 105.9288 | 79.556 | 81.9427 | 3.9057 | 85.8483 | 94.8788 | 97.7252 |  | 97.7252 | 79.556 | 81.9427 |  | 81.9427
2028-03-01 | 66.7838 | 68.7873 | 8.2037 | 76.991 | 55.9766 | 57.6559 | 3.9057 | 61.5615 | 66.7838 | 68.7873 |  | 68.7873 | 55.9766 | 57.6559 |  | 57.6559
2028-04-01 | 62.4366 | 64.3097 | 8.2037 | 72.5133 | 50.209 | 51.7153 | 3.9057 | 55.6209 | 62.4366 | 64.3097 |  | 64.3097 | 50.209 | 51.7153 |  | 51.7153
2028-05-01 | 70.5567 | 72.6734 | 8.2037 | 80.8771 | 52.0273 | 53.5881 | 3.9057 | 57.4938 | 70.5567 | 72.6734 |  | 72.6734 | 52.0273 | 53.5881 |  | 53.5881
2028-06-01 | 74.6874 | 76.928 | 8.2037 | 85.1317 | 53.2968 | 54.8957 | 3.9057 | 58.8014 | 74.6874 | 76.928 |  | 76.928 | 53.2968 | 54.8957 |  | 54.8957
2028-07-01 | 91.1955 | 93.9314 | 8.2037 | 102.135 | 56.1178 | 57.8014 | 3.9057 | 61.707 | 91.1955 | 93.9314 |  | 93.9314 | 56.1178 | 57.8014 |  | 57.8014
2028-08-01 | 71.3 | 73.439 | 8.2037 | 81.6426 | 55.2525 | 56.91 | 3.9057 | 60.8157 | 71.3 | 73.439 |  | 73.439 | 55.2525 | 56.91 |  | 56.91
2028-09-01 | 59.9897 | 61.7894 | 8.2037 | 69.993 | 52.5345 | 54.1106 | 3.9057 | 58.0162 | 59.9897 | 61.7894 |  | 61.7894 | 52.5345 | 54.1106 |  | 54.1106
2028-10-01 | 57.3892 | 59.1109 | 8.2037 | 67.3146 | 50.2106 | 51.7169 | 3.9057 | 55.6225 | 57.3892 | 59.1109 |  | 59.1109 | 50.2106 | 51.7169 |  | 51.7169
2028-11-01 | 65.9376 | 67.9157 | 8.2037 | 76.1194 | 55.3126 | 56.972 | 3.9057 | 60.8777 | 65.9376 | 67.9157 |  | 67.9157 | 55.3126 | 56.972 |  | 56.972
2028-12-01 | 95.2126 | 98.069 | 8.2037 | 106.2726 | 72.0426 | 74.2039 | 3.9057 | 78.1095 | 95.2126 | 98.069 |  | 98.069 | 72.0426 | 74.2039 |  | 74.2039
2029-01-01 | 133.4146 | 137.417 | 8.2857 | 145.7027 | 90.1457 | 92.8501 | 3.9447 | 96.7948 | 133.4146 | 137.417 |  | 137.417 | 90.1457 | 92.8501 |  | 92.8501
2029-02-01 | 96.7764 | 99.6797 | 8.2857 | 107.9654 | 81.1471 | 83.5815 | 3.9447 | 87.5262 | 96.7764 | 99.6797 |  | 99.6797 | 81.1471 | 83.5815 |  | 83.5815
2029-03-01 | 68.1195 | 70.163 | 8.2857 | 78.4487 | 57.0961 | 58.809 | 3.9447 | 62.7537 | 68.1195 | 70.163 |  | 70.163 | 57.0961 | 58.809 |  | 58.809
2029-04-01 | 63.6853 | 65.5958 | 8.2857 | 73.8815 | 51.2132 | 52.7496 | 3.9447 | 56.6943 | 63.6853 | 65.5958 |  | 65.5958 | 51.2132 | 52.7496 |  | 52.7496
2029-05-01 | 71.9679 | 74.1269 | 8.2857 | 82.4126 | 53.0678 | 54.6599 | 3.9447 | 58.6046 | 71.9679 | 74.1269 |  | 74.1269 | 53.0678 | 54.6599 |  | 54.6599
2029-06-01 | 76.1811 | 78.4666 | 8.2857 | 86.7523 | 54.3628 | 55.9936 | 3.9447 | 59.9384 | 76.1811 | 78.4666 |  | 78.4666 | 54.3628 | 55.9936 |  | 55.9936
2029-07-01 | 93.0194 | 95.81 | 8.2857 | 104.0957 | 57.2402 | 58.9574 | 3.9447 | 62.9021 | 93.0194 | 95.81 |  | 95.81 | 57.2402 | 58.9574 |  | 58.9574
2029-08-01 | 72.726 | 74.9078 | 8.2857 | 83.1934 | 56.3575 | 58.0482 | 3.9447 | 61.993 | 72.726 | 74.9078 |  | 74.9078 | 56.3575 | 58.0482 |  | 58.0482
2029-09-01 | 61.1895 | 63.0252 | 8.2857 | 71.3108 | 53.5852 | 55.1928 | 3.9447 | 59.1375 | 61.1895 | 63.0252 |  | 63.0252 | 53.5852 | 55.1928 |  | 55.1928
2029-10-01 | 58.537 | 60.2931 | 8.2857 | 68.5788 | 51.2148 | 52.7512 | 3.9447 | 56.6959 | 58.537 | 60.2931 |  | 60.2931 | 51.2148 | 52.7512 |  | 52.7512
2029-11-01 | 67.2564 | 69.2741 | 8.2857 | 77.5597 | 56.4189 | 58.1114 | 3.9447 | 62.0562 | 67.2564 | 69.2741 |  | 69.2741 | 56.4189 | 58.1114 |  | 58.1114
2029-12-01 | 97.1168 | 100.0303 | 8.2857 | 108.316 | 73.4834 | 75.6879 | 3.9447 | 79.6327 | 97.1168 | 100.0303 |  | 100.0303 | 73.4834 | 75.6879 |  | 75.6879
2030-01-01 | 136.0829 | 140.1654 | 8.3685 | 148.5339 | 91.9486 | 94.7071 | 3.9842 | 98.6913 | 136.0829 | 140.1654 |  | 140.1654 | 91.9486 | 94.7071 |  | 94.7071
2030-02-01 | 98.7119 | 101.6733 | 8.3685 | 110.0418 | 82.77 | 85.2531 | 3.9842 | 89.2373 | 98.7119 | 101.6733 |  | 101.6733 | 82.77 | 85.2531 |  | 85.2531
2030-03-01 | 69.4819 | 71.5663 | 8.3685 | 79.9349 | 58.238 | 59.9852 | 3.9842 | 63.9693 | 69.4819 | 71.5663 |  | 71.5663 | 58.238 | 59.9852 |  | 59.9852
2030-04-01 | 64.959 | 66.9078 | 8.3685 | 75.2763 | 52.2375 | 53.8046 | 3.9842 | 57.7887 | 64.959 | 66.9078 |  | 66.9078 | 52.2375 | 53.8046 |  | 53.8046
2030-05-01 | 73.4072 | 75.6094 | 8.3685 | 83.978 | 54.1292 | 55.7531 | 3.9842 | 59.7372 | 73.4072 | 75.6094 |  | 75.6094 | 54.1292 | 55.7531 |  | 55.7531
2030-06-01 | 77.7047 | 80.0359 | 8.3685 | 88.4044 | 55.45 | 57.1135 | 3.9842 | 61.0977 | 77.7047 | 80.0359 |  | 80.0359 | 55.45 | 57.1135 |  | 57.1135
2030-07-01 | 94.8798 | 97.7262 | 8.3685 | 106.0948 | 58.385 | 60.1365 | 3.9842 | 64.1207 | 94.8798 | 97.7262 |  | 97.7262 | 58.385 | 60.1365 |  | 60.1365
2030-08-01 | 74.1805 | 76.4059 | 8.3685 | 84.7745 | 57.4847 | 59.2092 | 3.9842 | 63.1934 | 74.1805 | 76.4059 |  | 76.4059 | 57.4847 | 59.2092 |  | 59.2092
2030-09-01 | 62.4133 | 64.2857 | 8.3685 | 72.6542 | 54.6569 | 56.2966 | 3.9842 | 60.2808 | 62.4133 | 64.2857 |  | 64.2857 | 54.6569 | 56.2966 |  | 56.2966
2030-10-01 | 59.7078 | 61.499 | 8.3685 | 69.8675 | 52.2391 | 53.8062 | 3.9842 | 57.7904 | 59.7078 | 61.499 |  | 61.499 | 52.2391 | 53.8062 |  | 53.8062
2030-11-01 | 68.6015 | 70.6595 | 8.3685 | 79.0281 | 57.5473 | 59.2737 | 3.9842 | 63.2578 | 68.6015 | 70.6595 |  | 70.6595 | 57.5473 | 59.2737 |  | 59.2737
2030-12-01 | 99.0592 | 102.0309 | 8.3685 | 110.3995 | 74.9531 | 77.2017 | 3.9842 | 81.1859 | 99.0592 | 102.0309 |  | 102.0309 | 74.9531 | 77.2017 |  | 77.2017
2031-01-01 | 138.8045 | 142.9687 | 8.4522 | 151.4209 | 93.7876 | 96.6012 | 4.024 | 100.6253 | 138.8045 | 142.9687 |  | 142.9687 | 93.7876 | 96.6012 |  | 96.6012
2031-02-01 | 100.6861 | 103.7067 | 8.4522 | 112.159 | 84.4254 | 86.9582 | 4.024 | 90.9822 | 100.6861 | 103.7067 |  | 103.7067 | 84.4254 | 86.9582 |  | 86.9582
2031-03-01 | 70.8715 | 72.9976 | 8.4522 | 81.4499 | 59.4028 | 61.1849 | 4.024 | 65.2089 | 70.8715 | 72.9976 |  | 72.9976 | 59.4028 | 61.1849 |  | 61.1849
2031-04-01 | 66.2582 | 68.2459 | 8.4522 | 76.6982 | 53.2822 | 54.8807 | 4.024 | 58.9047 | 66.2582 | 68.2459 |  | 68.2459 | 53.2822 | 54.8807 |  | 54.8807
2031-05-01 | 74.8754 | 77.1216 | 8.4522 | 85.5739 | 55.2118 | 56.8681 | 4.024 | 60.8921 | 74.8754 | 77.1216 |  | 77.1216 | 55.2118 | 56.8681 |  | 56.8681
2031-06-01 | 79.2588 | 81.6366 | 8.4522 | 90.0888 | 56.559 | 58.2558 | 4.024 | 62.2798 | 79.2588 | 81.6366 |  | 81.6366 | 56.559 | 58.2558 |  | 58.2558
2031-07-01 | 96.7774 | 99.6807 | 8.4522 | 108.133 | 59.5527 | 61.3393 | 4.024 | 65.3633 | 96.7774 | 99.6807 |  | 99.6807 | 59.5527 | 61.3393 |  | 61.3393
2031-08-01 | 75.6641 | 77.934 | 8.4522 | 86.3863 | 58.6344 | 60.3934 | 4.024 | 64.4174 | 75.6641 | 77.934 |  | 77.934 | 58.6344 | 60.3934 |  | 60.3934
2031-09-01 | 63.6615 | 65.5714 | 8.4522 | 74.0236 | 55.7501 | 57.4226 | 4.024 | 61.4466 | 63.6615 | 65.5714 |  | 65.5714 | 55.7501 | 57.4226 |  | 57.4226
2031-10-01 | 60.9019 | 62.729 | 8.4522 | 71.1812 | 53.2838 | 54.8824 | 4.024 | 58.9064 | 60.9019 | 62.729 |  | 62.729 | 53.2838 | 54.8824 |  | 54.8824
2031-11-01 | 69.9735 | 72.0727 | 8.4522 | 80.525 | 58.6982 | 60.4592 | 4.024 | 64.4832 | 69.9735 | 72.0727 |  | 72.0727 | 58.6982 | 60.4592 |  | 60.4592
2031-12-01 | 101.0404 | 104.0716 | 8.4522 | 112.5238 | 76.4522 | 78.7457 | 4.024 | 82.7697 | 101.0404 | 104.0716 |  | 104.0716 | 76.4522 | 78.7457 |  | 78.7457
2032-01-01 | 141.5806 | 145.828 | 8.5368 | 154.3648 | 95.6634 | 98.5333 | 4.0642 | 102.5975 | 141.5806 | 145.828 |  | 145.828 | 95.6634 | 98.5333 |  | 98.5333
2032-02-01 | 102.6999 | 105.7809 | 8.5368 | 114.3176 | 86.114 | 88.6974 | 4.0642 | 92.7616 | 102.6999 | 105.7809 |  | 105.7809 | 86.114 | 88.6974 |  | 88.6974
2032-03-01 | 72.2889 | 74.4576 | 8.5368 | 82.9943 | 60.5908 | 62.4086 | 4.0642 | 66.4728 | 72.2889 | 74.4576 |  | 74.4576 | 60.5908 | 62.4086 |  | 62.4086
2032-04-01 | 67.5833 | 69.6108 | 8.5368 | 78.1476 | 54.3478 | 55.9783 | 4.0642 | 60.0425 | 67.5833 | 69.6108 |  | 69.6108 | 54.3478 | 55.9783 |  | 55.9783
2032-05-01 | 76.3729 | 78.6641 | 8.5368 | 87.2008 | 56.316 | 58.0055 | 4.0642 | 62.0697 | 76.3729 | 78.6641 |  | 78.6641 | 56.316 | 58.0055 |  | 58.0055
2032-06-01 | 80.844 | 83.2693 | 8.5368 | 91.8061 | 57.6902 | 59.4209 | 4.0642 | 63.4852 | 80.844 | 83.2693 |  | 83.2693 | 57.6902 | 59.4209 |  | 59.4209
2032-07-01 | 98.713 | 101.6744 | 8.5368 | 110.2111 | 60.7437 | 62.5661 | 4.0642 | 66.6303 | 98.713 | 101.6744 |  | 101.6744 | 60.7437 | 62.5661 |  | 62.5661
2032-08-01 | 77.1774 | 79.4927 | 8.5368 | 88.0295 | 59.807 | 61.6013 | 4.0642 | 65.6655 | 77.1774 | 79.4927 |  | 79.4927 | 59.807 | 61.6013 |  | 61.6013
2032-09-01 | 64.9348 | 66.8828 | 8.5368 | 75.4196 | 56.8651 | 58.571 | 4.0642 | 62.6353 | 64.9348 | 66.8828 |  | 66.8828 | 56.8651 | 58.571 |  | 58.571
2032-10-01 | 62.12 | 63.9836 | 8.5368 | 72.5203 | 54.3495 | 55.98 | 4.0642 | 60.0443 | 62.12 | 63.9836 |  | 63.9836 | 54.3495 | 55.98 |  | 55.98
2032-11-01 | 71.373 | 73.5142 | 8.5368 | 82.0509 | 59.8722 | 61.6683 | 4.0642 | 65.7326 | 71.373 | 73.5142 |  | 73.5142 | 59.8722 | 61.6683 |  | 61.6683
2032-12-01 | 103.0612 | 106.153 | 8.5368 | 114.6898 | 77.9812 | 80.3207 | 4.0642 | 84.3849 | 103.0612 | 106.153 |  | 106.153 | 77.9812 | 80.3207 |  | 80.3207
2033-01-01 | 144.4122 | 148.7446 | 8.6221 | 157.3667 | 97.5766 | 100.5039 | 4.1049 | 104.6088 | 144.4122 | 148.7446 |  | 148.7446 | 97.5766 | 100.5039 |  | 100.5039
2033-02-01 | 104.7539 | 107.8965 | 8.6221 | 116.5186 | 87.8362 | 90.4713 | 4.1049 | 94.5762 | 104.7539 | 107.8965 |  | 107.8965 | 87.8362 | 90.4713 |  | 90.4713
2033-03-01 | 73.7347 | 75.9467 | 8.6221 | 84.5689 | 61.8026 | 63.6567 | 4.1049 | 67.7616 | 73.7347 | 75.9467 |  | 75.9467 | 61.8026 | 63.6567 |  | 63.6567
2033-04-01 | 68.935 | 71.0031 | 8.6221 | 79.6252 | 55.4348 | 57.0979 | 4.1049 | 61.2027 | 68.935 | 71.0031 |  | 71.0031 | 55.4348 | 57.0979 |  | 57.0979
2033-05-01 | 77.9003 | 80.2373 | 8.6221 | 88.8595 | 57.4423 | 59.1656 | 4.1049 | 63.2705 | 77.9003 | 80.2373 |  | 80.2373 | 57.4423 | 59.1656 |  | 59.1656
2033-06-01 | 82.4609 | 84.9347 | 8.6221 | 93.5569 | 58.844 | 60.6093 | 4.1049 | 64.7142 | 82.4609 | 84.9347 |  | 84.9347 | 58.844 | 60.6093 |  | 60.6093
2033-07-01 | 100.6872 | 103.7078 | 8.6221 | 112.33 | 61.9586 | 63.8174 | 4.1049 | 67.9223 | 100.6872 | 103.7078 |  | 103.7078 | 61.9586 | 63.8174 |  | 63.8174
2033-08-01 | 78.7209 | 81.0826 | 8.6221 | 89.7047 | 61.0032 | 62.8333 | 4.1049 | 66.9382 | 78.7209 | 81.0826 |  | 81.0826 | 61.0032 | 62.8333 |  | 62.8333
2033-09-01 | 66.2335 | 68.2205 | 8.6221 | 76.8426 | 58.0024 | 59.7424 | 4.1049 | 63.8473 | 66.2335 | 68.2205 |  | 68.2205 | 58.0024 | 59.7424 |  | 59.7424
2033-10-01 | 63.3624 | 65.2632 | 8.6221 | 73.8853 | 55.4365 | 57.0996 | 4.1049 | 61.2045 | 63.3624 | 65.2632 |  | 65.2632 | 55.4365 | 57.0996 |  | 57.0996
2033-11-01 | 72.8004 | 74.9845 | 8.6221 | 83.6066 | 61.0696 | 62.9017 | 4.1049 | 67.0066 | 72.8004 | 74.9845 |  | 74.9845 | 61.0696 | 62.9017 |  | 62.9017
2033-12-01 | 105.1224 | 108.2761 | 8.6221 | 116.8982 | 79.5408 | 81.9271 | 4.1049 | 86.032 | 105.1224 | 108.2761 |  | 108.2761 | 79.5408 | 81.9271 |  | 81.9271
2034-01-01 | 147.3005 | 151.7195 | 8.7083 | 160.4278 | 99.5282 | 102.514 | 4.1459 | 106.66 | 147.3005 | 151.7195 |  | 151.7195 | 99.5282 | 102.514 |  | 102.514
2034-02-01 | 106.8489 | 110.0544 | 8.7083 | 118.7627 | 89.593 | 92.2807 | 4.1459 | 96.4267 | 106.8489 | 110.0544 |  | 110.0544 | 89.593 | 92.2807 |  | 92.2807
2034-03-01 | 75.2094 | 77.4657 | 8.7083 | 86.174 | 63.0387 | 64.9299 | 4.1459 | 69.0758 | 75.2094 | 77.4657 |  | 77.4657 | 63.0387 | 64.9299 |  | 64.9299
2034-04-01 | 70.3137 | 72.4231 | 8.7083 | 81.1315 | 56.5435 | 58.2398 | 4.1459 | 62.3857 | 70.3137 | 72.4231 |  | 72.4231 | 56.5435 | 58.2398 |  | 58.2398
2034-05-01 | 79.4583 | 81.8421 | 8.7083 | 90.5504 | 58.5912 | 60.3489 | 4.1459 | 64.4949 | 79.4583 | 81.8421 |  | 81.8421 | 58.5912 | 60.3489 |  | 60.3489
2034-06-01 | 84.1101 | 86.6334 | 8.7083 | 95.3418 | 60.0209 | 61.8215 | 4.1459 | 65.9675 | 84.1101 | 86.6334 |  | 86.6334 | 60.0209 | 61.8215 |  | 61.8215
2034-07-01 | 102.701 | 105.782 | 8.7083 | 114.4903 | 63.1978 | 65.0937 | 4.1459 | 69.2397 | 102.701 | 105.782 |  | 105.782 | 63.1978 | 65.0937 |  | 65.0937
2034-08-01 | 80.2954 | 82.7042 | 8.7083 | 91.4126 | 62.2232 | 64.0899 | 4.1459 | 68.2359 | 80.2954 | 82.7042 |  | 82.7042 | 62.2232 | 64.0899 |  | 64.0899
2034-09-01 | 67.5581 | 69.5849 | 8.7083 | 78.2932 | 59.1624 | 60.9373 | 4.1459 | 65.0832 | 67.5581 | 69.5849 |  | 69.5849 | 59.1624 | 60.9373 |  | 60.9373
2034-10-01 | 64.6296 | 66.5685 | 8.7083 | 75.2768 | 56.5452 | 58.2416 | 4.1459 | 62.3875 | 64.6296 | 66.5685 |  | 66.5685 | 56.5452 | 58.2416 |  | 58.2416
2034-11-01 | 74.2565 | 76.4842 | 8.7083 | 85.1925 | 62.291 | 64.1597 | 4.1459 | 68.3057 | 74.2565 | 76.4842 |  | 76.4842 | 62.291 | 64.1597 |  | 64.1597
2034-12-01 | 107.2248 | 110.4416 | 8.7083 | 119.1499 | 81.1317 | 83.5656 | 4.1459 | 87.7116 | 107.2248 | 110.4416 |  | 110.4416 | 81.1317 | 83.5656 |  | 83.5656
2035-01-01 | 150.2465 | 154.7539 | 8.7954 | 163.5493 | 101.5187 | 104.5643 | 4.1874 | 108.7517 | 150.2465 | 154.7539 |  | 154.7539 | 101.5187 | 104.5643 |  | 104.5643
2035-02-01 | 108.9859 | 112.2555 | 8.7954 | 121.0509 | 91.3848 | 94.1264 | 4.1874 | 98.3138 | 108.9859 | 112.2555 |  | 112.2555 | 91.3848 | 94.1264 |  | 94.1264
2035-03-01 | 76.7136 | 79.015 | 8.7954 | 87.8104 | 64.2995 | 66.2285 | 4.1874 | 70.4159 | 76.7136 | 79.015 |  | 79.015 | 64.2995 | 66.2285 |  | 66.2285
2035-04-01 | 71.72 | 73.8716 | 8.7954 | 82.667 | 57.6744 | 59.4046 | 4.1874 | 63.592 | 71.72 | 73.8716 |  | 73.8716 | 57.6744 | 59.4046 |  | 59.4046
2035-05-01 | 81.0475 | 83.4789 | 8.7954 | 92.2744 | 59.763 | 61.5559 | 4.1874 | 65.7433 | 81.0475 | 83.4789 |  | 83.4789 | 59.763 | 61.5559 |  | 61.5559
2035-06-01 | 85.7923 | 88.3661 | 8.7954 | 97.1615 | 61.2213 | 63.0579 | 4.1874 | 67.2453 | 85.7923 | 88.3661 |  | 88.3661 | 61.2213 | 63.0579 |  | 63.0579
2035-07-01 | 104.755 | 107.8976 | 8.7954 | 116.6931 | 64.4617 | 66.3956 | 4.1874 | 70.583 | 104.755 | 107.8976 |  | 107.8976 | 64.4617 | 66.3956 |  | 66.3956
2035-08-01 | 81.9013 | 84.3583 | 8.7954 | 93.1537 | 63.4677 | 65.3717 | 4.1874 | 69.5591 | 81.9013 | 84.3583 |  | 84.3583 | 63.4677 | 65.3717 |  | 65.3717
2035-09-01 | 68.9093 | 70.9766 | 8.7954 | 79.772 | 60.3457 | 62.156 | 4.1874 | 66.3434 | 68.9093 | 70.9766 |  | 70.9766 | 60.3457 | 62.156 |  | 62.156
2035-10-01 | 65.9222 | 67.8999 | 8.7954 | 76.6953 | 57.6761 | 59.4064 | 4.1874 | 63.5938 | 65.9222 | 67.8999 |  | 67.8999 | 57.6761 | 59.4064 |  | 59.4064
2035-11-01 | 75.7416 | 78.0138 | 8.7954 | 86.8093 | 63.5368 | 65.4429 | 4.1874 | 69.6303 | 75.7416 | 78.0138 |  | 78.0138 | 63.5368 | 65.4429 |  | 65.4429
2035-12-01 | 109.3693 | 112.6504 | 8.7954 | 121.4458 | 82.7543 | 85.2369 | 4.1874 | 89.4243 | 109.3693 | 112.6504 |  | 112.6504 | 82.7543 | 85.2369 |  | 85.2369
2036-01-01 | 153.2514 | 157.849 | 8.8834 | 166.7323 | 103.5491 | 106.6556 | 4.2293 | 110.8849 | 153.2514 | 157.849 |  | 157.849 | 103.5491 | 106.6556 |  | 106.6556
2036-02-01 | 111.1656 | 114.5006 | 8.8834 | 123.384 | 93.2125 | 96.0089 | 4.2293 | 100.2382 | 111.1656 | 114.5006 |  | 114.5006 | 93.2125 | 96.0089 |  | 96.0089
2036-03-01 | 78.2479 | 80.5953 | 8.8834 | 89.4787 | 65.5855 | 67.553 | 4.2293 | 71.7823 | 78.2479 | 80.5953 |  | 80.5953 | 65.5855 | 67.553 |  | 67.553
2036-04-01 | 73.1544 | 75.349 | 8.8834 | 84.2324 | 58.8279 | 60.5927 | 4.2293 | 64.822 | 73.1544 | 75.349 |  | 75.349 | 58.8279 | 60.5927 |  | 60.5927
2036-05-01 | 82.6685 | 85.1485 | 8.8834 | 94.0319 | 60.9583 | 62.787 | 4.2293 | 67.0163 | 82.6685 | 85.1485 |  | 85.1485 | 60.9583 | 62.787 |  | 62.787
2036-06-01 | 87.5082 | 90.1334 | 8.8834 | 99.0168 | 62.4457 | 64.3191 | 4.2293 | 68.5484 | 87.5082 | 90.1334 |  | 90.1334 | 62.4457 | 64.3191 |  | 64.3191
2036-07-01 | 106.8501 | 110.0556 | 8.8834 | 118.939 | 65.751 | 67.7235 | 4.2293 | 71.9528 | 106.8501 | 110.0556 |  | 110.0556 | 65.751 | 67.7235 |  | 67.7235
2036-08-01 | 83.5393 | 86.0455 | 8.8834 | 94.9288 | 64.7371 | 66.6792 | 4.2293 | 70.9085 | 83.5393 | 86.0455 |  | 86.0455 | 64.7371 | 66.6792 |  | 66.6792
2036-09-01 | 70.2875 | 72.3961 | 8.8834 | 81.2795 | 61.5526 | 63.3991 | 4.2293 | 67.6284 | 70.2875 | 72.3961 |  | 72.3961 | 61.5526 | 63.3991 |  | 63.3991
2036-10-01 | 67.2406 | 69.2579 | 8.8834 | 78.1412 | 58.8297 | 60.5946 | 4.2293 | 64.8238 | 67.2406 | 69.2579 |  | 69.2579 | 58.8297 | 60.5946 |  | 60.5946
2036-11-01 | 77.2564 | 79.5741 | 8.8834 | 88.4575 | 64.8076 | 66.7518 | 4.2293 | 70.9811 | 77.2564 | 79.5741 |  | 79.5741 | 64.8076 | 66.7518 |  | 66.7518
2036-12-01 | 111.5567 | 114.9034 | 8.8834 | 123.7868 | 84.4094 | 86.9417 | 4.2293 | 91.1709 | 111.5567 | 114.9034 |  | 114.9034 | 84.4094 | 86.9417 |  | 86.9417
2037-01-01 | 156.3164 | 161.0059 | 8.9722 | 169.9781 | 105.6201 | 108.7887 | 4.2716 | 113.0603 | 156.3164 | 161.0059 |  | 161.0059 | 105.6201 | 108.7887 |  | 108.7887
2037-02-01 | 113.3889 | 116.7906 | 8.9722 | 125.7628 | 95.0768 | 97.9291 | 4.2716 | 102.2006 | 113.3889 | 116.7906 |  | 116.7906 | 95.0768 | 97.9291 |  | 97.9291
2037-03-01 | 79.8128 | 82.2072 | 8.9722 | 91.1794 | 66.8972 | 68.9041 | 4.2716 | 73.1757 | 79.8128 | 82.2072 |  | 82.2072 | 66.8972 | 68.9041 |  | 68.9041
2037-04-01 | 74.6175 | 76.856 | 8.9722 | 85.8282 | 60.0044 | 61.8045 | 4.2716 | 66.0761 | 74.6175 | 76.856 |  | 76.856 | 60.0044 | 61.8045 |  | 61.8045
2037-05-01 | 84.3218 | 86.8515 | 8.9722 | 95.8237 | 62.1774 | 64.0428 | 4.2716 | 68.3143 | 84.3218 | 86.8515 |  | 86.8515 | 62.1774 | 64.0428 |  | 64.0428
2037-06-01 | 89.2583 | 91.9361 | 8.9722 | 100.9083 | 63.6946 | 65.6055 | 4.2716 | 69.8771 | 89.2583 | 91.9361 |  | 91.9361 | 63.6946 | 65.6055 |  | 65.6055
2037-07-01 | 108.9871 | 112.2567 | 8.9722 | 121.2289 | 67.066 | 69.078 | 4.2716 | 73.3496 | 108.9871 | 112.2567 |  | 112.2567 | 67.066 | 69.078 |  | 69.078
2037-08-01 | 85.2101 | 87.7664 | 8.9722 | 96.7386 | 66.0318 | 68.0128 | 4.2716 | 72.2843 | 85.2101 | 87.7664 |  | 87.7664 | 66.0318 | 68.0128 |  | 68.0128
2037-09-01 | 71.6932 | 73.844 | 8.9722 | 82.8162 | 62.7836 | 64.6671 | 4.2716 | 68.9387 | 71.6932 | 73.844 |  | 73.844 | 62.7836 | 64.6671 |  | 64.6671
2037-10-01 | 68.5855 | 70.643 | 8.9722 | 79.6152 | 60.0063 | 61.8065 | 4.2716 | 66.078 | 68.5855 | 70.643 |  | 70.643 | 60.0063 | 61.8065 |  | 61.8065
2037-11-01 | 78.8015 | 81.1656 | 8.9722 | 90.1378 | 66.1037 | 68.0868 | 4.2716 | 72.3584 | 78.8015 | 81.1656 |  | 81.1656 | 66.1037 | 68.0868 |  | 68.0868
2037-12-01 | 113.7879 | 117.2015 | 8.9722 | 126.1737 | 86.0976 | 88.6805 | 4.2716 | 92.9521 | 113.7879 | 117.2015 |  | 117.2015 | 86.0976 | 88.6805 |  | 88.6805
2038-01-01 | 159.4428 | 164.226 | 9.0619 | 173.288 | 107.7325 | 110.9645 | 4.3143 | 115.2787 | 159.4428 | 164.226 |  | 164.226 | 107.7325 | 110.9645 |  | 110.9645
2038-02-01 | 115.6567 | 119.1264 | 9.0619 | 128.1884 | 96.9783 | 99.8876 | 4.3143 | 104.2019 | 115.6567 | 119.1264 |  | 119.1264 | 96.9783 | 99.8876 |  | 99.8876
2038-03-01 | 81.4091 | 83.8513 | 9.0619 | 92.9133 | 68.2351 | 70.2822 | 4.3143 | 74.5965 | 81.4091 | 83.8513 |  | 83.8513 | 68.2351 | 70.2822 |  | 70.2822
2038-04-01 | 76.1098 | 78.3931 | 9.0619 | 87.455 | 61.2045 | 63.0406 | 4.3143 | 67.3549 | 76.1098 | 78.3931 |  | 78.3931 | 61.2045 | 63.0406 |  | 63.0406
2038-05-01 | 86.0083 | 88.5885 | 9.0619 | 97.6504 | 63.421 | 65.3236 | 4.3143 | 69.6379 | 86.0083 | 88.5885 |  | 88.5885 | 63.421 | 65.3236 |  | 65.3236
2038-06-01 | 91.0435 | 93.7748 | 9.0619 | 102.8367 | 64.9685 | 66.9176 | 4.3143 | 71.2319 | 91.0435 | 93.7748 |  | 93.7748 | 64.9685 | 66.9176 |  | 66.9176
2038-07-01 | 111.1668 | 114.5018 | 9.0619 | 123.5638 | 68.4073 | 70.4595 | 4.3143 | 74.7738 | 111.1668 | 114.5018 |  | 114.5018 | 68.4073 | 70.4595 |  | 70.4595
2038-08-01 | 86.9143 | 89.5217 | 9.0619 | 98.5836 | 67.3524 | 69.373 | 4.3143 | 73.6873 | 86.9143 | 89.5217 |  | 89.5217 | 67.3524 | 69.373 |  | 69.373
2038-09-01 | 73.1271 | 75.3209 | 9.0619 | 84.3828 | 64.0393 | 65.9605 | 4.3143 | 70.2748 | 73.1271 | 75.3209 |  | 75.3209 | 64.0393 | 65.9605 |  | 65.9605
2038-10-01 | 69.9572 | 72.0559 | 9.0619 | 81.1178 | 61.2064 | 63.0426 | 4.3143 | 67.3569 | 69.9572 | 72.0559 |  | 72.0559 | 61.2064 | 63.0426 |  | 63.0426
2038-11-01 | 80.3776 | 82.7889 | 9.0619 | 91.8508 | 67.4258 | 69.4486 | 4.3143 | 73.7628 | 80.3776 | 82.7889 |  | 82.7889 | 67.4258 | 69.4486 |  | 69.4486
2038-12-01 | 116.0636 | 119.5455 | 9.0619 | 128.6075 | 87.8195 | 90.4541 | 4.3143 | 94.7684 | 116.0636 | 119.5455 |  | 119.5455 | 87.8195 | 90.4541 |  | 90.4541
2039-01-01 | 162.6316 | 167.5106 | 9.1526 | 176.6631 | 109.8871 | 113.1838 | 4.3574 | 117.5412 | 162.6316 | 167.5106 |  | 167.5106 | 109.8871 | 113.1838 |  | 113.1838
2039-02-01 | 117.9699 | 121.509 | 9.1526 | 130.6615 | 98.9179 | 101.8854 | 4.3574 | 106.2428 | 117.9699 | 121.509 |  | 121.509 | 98.9179 | 101.8854 |  | 101.8854
2039-03-01 | 83.0372 | 85.5284 | 9.1526 | 94.6809 | 69.5998 | 71.6878 | 4.3574 | 76.0452 | 83.0372 | 85.5284 |  | 85.5284 | 69.5998 | 71.6878 |  | 71.6878
2039-04-01 | 77.632 | 79.961 | 9.1526 | 89.1135 | 62.4286 | 64.3015 | 4.3574 | 68.6589 | 77.632 | 79.961 |  | 79.961 | 62.4286 | 64.3015 |  | 64.3015
2039-05-01 | 87.7284 | 90.3603 | 9.1526 | 99.5128 | 64.6894 | 66.6301 | 4.3574 | 70.9875 | 87.7284 | 90.3603 |  | 90.3603 | 64.6894 | 66.6301 |  | 66.6301
2039-06-01 | 92.8644 | 95.6503 | 9.1526 | 104.8029 | 66.2679 | 68.2559 | 4.3574 | 72.6134 | 92.8644 | 95.6503 |  | 95.6503 | 66.2679 | 68.2559 |  | 68.2559
2039-07-01 | 113.3902 | 116.7919 | 9.1526 | 125.9444 | 69.7755 | 71.8687 | 4.3574 | 76.2262 | 113.3902 | 116.7919 |  | 116.7919 | 69.7755 | 71.8687 |  | 71.8687
2039-08-01 | 88.6526 | 91.3121 | 9.1526 | 100.4647 | 68.6995 | 70.7605 | 4.3574 | 75.1179 | 88.6526 | 91.3121 |  | 91.3121 | 68.6995 | 70.7605 |  | 70.7605
2039-09-01 | 74.5896 | 76.8273 | 9.1526 | 85.9799 | 65.3201 | 67.2797 | 4.3574 | 71.6371 | 74.5896 | 76.8273 |  | 76.8273 | 65.3201 | 67.2797 |  | 67.2797
2039-10-01 | 71.3563 | 73.497 | 9.1526 | 82.6495 | 62.4305 | 64.3034 | 4.3574 | 68.6609 | 71.3563 | 73.497 |  | 73.497 | 62.4305 | 64.3034 |  | 64.3034
2039-11-01 | 81.9851 | 84.4447 | 9.1526 | 93.5972 | 68.7743 | 70.8375 | 4.3574 | 75.195 | 81.9851 | 84.4447 |  | 84.4447 | 68.7743 | 70.8375 |  | 70.8375
2039-12-01 | 118.3849 | 121.9364 | 9.1526 | 131.089 | 89.5759 | 92.2632 | 4.3574 | 96.6206 | 118.3849 | 121.9364 |  | 121.9364 | 89.5759 | 92.2632 |  | 92.2632
2040-01-01 | 165.8843 | 170.8608 | 9.2441 | 180.1049 | 112.0849 | 115.4474 | 4.401 | 119.8484 | 165.8843 | 170.8608 |  | 170.8608 | 112.0849 | 115.4474 |  | 115.4474
2040-02-01 | 120.3293 | 123.9391 | 9.2441 | 133.1832 | 100.8962 | 103.9231 | 4.401 | 108.3241 | 120.3293 | 123.9391 |  | 123.9391 | 100.8962 | 103.9231 |  | 103.9231
2040-03-01 | 84.698 | 87.2389 | 9.2441 | 96.483 | 70.9918 | 73.1216 | 4.401 | 77.5226 | 84.698 | 87.2389 |  | 87.2389 | 70.9918 | 73.1216 |  | 73.1216
2040-04-01 | 79.1846 | 81.5602 | 9.2441 | 90.8043 | 63.6772 | 65.5875 | 4.401 | 69.9885 | 79.1846 | 81.5602 |  | 81.5602 | 63.6772 | 65.5875 |  | 65.5875
2040-05-01 | 89.483 | 92.1675 | 9.2441 | 101.4116 | 65.9832 | 67.9627 | 4.401 | 72.3637 | 89.483 | 92.1675 |  | 92.1675 | 65.9832 | 67.9627 |  | 67.9627
2040-06-01 | 94.7217 | 97.5633 | 9.2441 | 106.8074 | 67.5933 | 69.6211 | 4.401 | 74.0221 | 94.7217 | 97.5633 |  | 97.5633 | 67.5933 | 69.6211 |  | 69.6211
2040-07-01 | 115.658 | 119.1277 | 9.2441 | 128.3718 | 71.171 | 73.3061 | 4.401 | 77.7071 | 115.658 | 119.1277 |  | 119.1277 | 71.171 | 73.3061 |  | 73.3061
2040-08-01 | 90.4256 | 93.1384 | 9.2441 | 102.3825 | 70.0735 | 72.1757 | 4.401 | 76.5767 | 90.4256 | 93.1384 |  | 93.1384 | 70.0735 | 72.1757 |  | 72.1757
2040-09-01 | 76.0814 | 78.3639 | 9.2441 | 87.6079 | 66.6265 | 68.6253 | 4.401 | 73.0263 | 76.0814 | 78.3639 |  | 78.3639 | 66.6265 | 68.6253 |  | 68.6253
2040-10-01 | 72.7834 | 74.9669 | 9.2441 | 84.211 | 63.6791 | 65.5895 | 4.401 | 69.9905 | 72.7834 | 74.9669 |  | 74.9669 | 63.6791 | 65.5895 |  | 65.5895
2040-11-01 | 83.6248 | 86.1336 | 9.2441 | 95.3777 | 70.1498 | 72.2543 | 4.401 | 76.6553 | 83.6248 | 86.1336 |  | 86.1336 | 70.1498 | 72.2543 |  | 72.2543
2040-12-01 | 120.7526 | 124.3752 | 9.2441 | 133.6192 | 91.3674 | 94.1084 | 4.401 | 98.5094 | 120.7526 | 124.3752 |  | 124.3752 | 91.3674 | 94.1084 |  | 94.1084
NB Transmission Charges:
Schedule 1 | Scheduling, System Control and Dispatch Service | [15 empty] | x
| On Peak Hourly |  | 0.5 | per MW of Reserved Capacity per Hour | [12 empty] | x
| Off Peak Hourly |  | 0.24 | per MW of Reserved Capacity per Hour | [12 empty] | x
Schedule 2 | Reactive Supply and Voltage Control fro generation Source Services | [15 empty] | x
| On Peak Hourly |  | 0.43 | per MW of Reserved Capacity per Hour | [12 empty] | x
| Off Peak Hourly |  | 0.21 | per MW of Reserved Capacity per Hour | [12 empty] | x
Schedule 7 & 8 | Non-Firm Point-to-Point Transmission Service | [15 empty] | x
| On Peak Daily |  | 97.06 | of Reserved Capacity per day
| Off Peak Daily |  | 69.14 | of Reserved Capacity per day
| On Peak Hourly |  | 6.0663 | of Reserved Capacity per hour
| Off Peak Hourly |  | 2.8808 | of Reserved Capacity per hour
Schedule 1 + 2 + 7/8: | Total Charges
| On Peak |  | 6.9962 | per MWh
| Off Peak |  | 3.3308 | per MWh
| Losses |  | 3.3%
| Year of estimates |  | 2012
| Annual escalation |  | 1%
| COD |  | 2017
Foreign Exchange Assumptions
ForEx | 1.03

## Purchases from Market - High
Energy Purchases from New Brunswick/Nalcor (High Case)
| New Brunswick Energy Sales (High Case) | [7 empty] | Nalcor Energy Sales (High Case)
| MassHub - On Peak - High | MassHub - On Peak - High | Plus: NB Transmission (On Peak) | NB On Peak Price | MassHub - Off Peak - High | MassHub - Off Peak - High | Plus: NB Transmission (OffPeak) | NB Off Peak Price | MassHub - On Peak - High | MassHub - On Peak - High | Plus: NB Transmission (On Peak) | Nalcor On Peak Price | MassHub - Off Peak - High | MassHub - Off Peak - High | Plus: NB Transmission (OffPeak) | Nalcor Off Peak Price
| US$ | CAD$ | CAD$ | CAD$ | US$ | CAD$ | CAD$ | CAD$ | US$ | CAD$ | CAD$ | CAD$ | US$ | CAD$ | CAD$ | CAD$ | x
2017-01-01 | 134.5638 | 138.6008 | 7.3531 | 145.9539 | 92.5075 | 95.2827 | 3.5007 | 98.7834 | 134.5638 | 138.6008 |  | 138.6008 | 92.5075 | 95.2827 |  | 95.2827 | x
2017-02-01 | 100.0853 | 103.0878 | 7.3531 | 110.441 | 83.4712 | 85.9754 | 3.5007 | 89.4761 | 100.0853 | 103.0878 |  | 103.0878 | 83.4712 | 85.9754 |  | 85.9754 | x
2017-03-01 | 65.9546 | 67.9332 | 7.3531 | 75.2864 | 54.1305 | 55.7544 | 3.5007 | 59.2551 | 65.9546 | 67.9332 |  | 67.9332 | 54.1305 | 55.7544 |  | 55.7544 | x
2017-04-01 | 59.6265 | 61.4153 | 7.3531 | 68.7685 | 47.6866 | 49.1172 | 3.5007 | 52.618 | 59.6265 | 61.4153 |  | 61.4153 | 47.6866 | 49.1172 |  | 49.1172 | x
2017-05-01 | 58.9317 | 60.6997 | 7.3531 | 68.0528 | 47.1557 | 48.5704 | 3.5007 | 52.0711 | 58.9317 | 60.6997 |  | 60.6997 | 47.1557 | 48.5704 |  | 48.5704 | x
2017-06-01 | 69.9429 | 72.0412 | 7.3531 | 79.3943 | 46.6364 | 48.0355 | 3.5007 | 51.5362 | 69.9429 | 72.0412 |  | 72.0412 | 46.6364 | 48.0355 |  | 48.0355 | x
2017-07-01 | 86.3334 | 88.9234 | 7.3531 | 96.2765 | 52.5934 | 54.1712 | 3.5007 | 57.672 | 86.3334 | 88.9234 |  | 88.9234 | 52.5934 | 54.1712 |  | 54.1712 | x
2017-08-01 | 74.5179 | 76.7534 | 7.3531 | 84.1066 | 51.9047 | 53.4618 | 3.5007 | 56.9625 | 74.5179 | 76.7534 |  | 76.7534 | 51.9047 | 53.4618 |  | 53.4618 | x
2017-09-01 | 58.7761 | 60.5394 | 7.3531 | 67.8925 | 50.8701 | 52.3962 | 3.5007 | 55.8969 | 58.7761 | 60.5394 |  | 60.5394 | 50.8701 | 52.3962 |  | 52.3962 | x
2017-10-01 | 55.5884 | 57.256 | 7.3531 | 64.6091 | 47.1912 | 48.6069 | 3.5007 | 52.1077 | 55.5884 | 57.256 |  | 57.256 | 47.1912 | 48.6069 |  | 48.6069 | x
2017-11-01 | 61.2896 | 63.1283 | 7.3531 | 70.4814 | 53.4648 | 55.0688 | 3.5007 | 58.5695 | 61.2896 | 63.1283 |  | 63.1283 | 53.4648 | 55.0688 |  | 55.0688 | x
2017-12-01 | 94.0007 | 96.8208 | 7.3531 | 104.1739 | 72.4197 | 74.5923 | 3.5007 | 78.093 | 94.0007 | 96.8208 |  | 96.8208 | 72.4197 | 74.5923 |  | 74.5923 | x
2018-01-01 | 131.4776 | 135.4219 | 7.4267 | 142.8485 | 93.4621 | 96.266 | 3.5357 | 99.8017 | 131.4776 | 135.4219 |  | 135.4219 | 93.4621 | 96.266 |  | 96.266 | x
2018-02-01 | 99.0343 | 102.0053 | 7.4267 | 109.4319 | 83.8854 | 86.402 | 3.5357 | 89.9377 | 99.0343 | 102.0053 |  | 102.0053 | 83.8854 | 86.402 |  | 86.402 | x
2018-03-01 | 66.6634 | 68.6633 | 7.4267 | 76.09 | 54.6468 | 56.2862 | 3.5357 | 59.822 | 66.6634 | 68.6633 |  | 68.6633 | 54.6468 | 56.2862 |  | 56.2862 | x
2018-04-01 | 60.6079 | 62.4261 | 7.4267 | 69.8528 | 48.2413 | 49.6885 | 3.5357 | 53.2242 | 60.6079 | 62.4261 |  | 62.4261 | 48.2413 | 49.6885 |  | 49.6885 | x
2018-05-01 | 61.6127 | 63.4611 | 7.4267 | 70.8877 | 48.5376 | 49.9938 | 3.5357 | 53.5295 | 61.6127 | 63.4611 |  | 63.4611 | 48.5376 | 49.9938 |  | 49.9938 | x
2018-06-01 | 71.1245 | 73.2582 | 7.4267 | 80.6849 | 48.058 | 49.4998 | 3.5357 | 53.0355 | 71.1245 | 73.2582 |  | 73.2582 | 48.058 | 49.4998 |  | 49.4998 | x
2018-07-01 | 88.0598 | 90.7016 | 7.4267 | 98.1283 | 54.6815 | 56.3219 | 3.5357 | 59.8577 | 88.0598 | 90.7016 |  | 90.7016 | 54.6815 | 56.3219 |  | 56.3219 | x
2018-08-01 | 74.348 | 76.5785 | 7.4267 | 84.0051 | 53.6784 | 55.2887 | 3.5357 | 58.8244 | 74.348 | 76.5785 |  | 76.5785 | 53.6784 | 55.2887 |  | 55.2887 | x
2018-09-01 | 60.1662 | 61.9711 | 7.4267 | 69.3978 | 51.5927 | 53.1405 | 3.5357 | 56.6763 | 60.1662 | 61.9711 |  | 61.9711 | 51.5927 | 53.1405 |  | 53.1405 | x
2018-10-01 | 57.0064 | 58.7166 | 7.4267 | 66.1433 | 48.4076 | 49.8598 | 3.5357 | 53.3955 | 57.0064 | 58.7166 |  | 58.7166 | 48.4076 | 49.8598 |  | 49.8598 | x
2018-11-01 | 62.7645 | 64.6474 | 7.4267 | 72.0741 | 54.8054 | 56.4496 | 3.5357 | 59.9853 | 62.7645 | 64.6474 |  | 64.6474 | 54.8054 | 56.4496 |  | 56.4496 | x
2018-12-01 | 93.5612 | 96.368 | 7.4267 | 103.7947 | 73.0973 | 75.2902 | 3.5357 | 78.8259 | 93.5612 | 96.368 |  | 96.368 | 73.0973 | 75.2902 |  | 75.2902 | x
2019-01-01 | 133.3402 | 137.3404 | 7.5009 | 144.8414 | 93.8443 | 96.6596 | 3.5711 | 100.2307 | 133.3402 | 137.3404 |  | 137.3404 | 93.8443 | 96.6596 |  | 96.6596 | x
2019-02-01 | 99.4537 | 102.4374 | 7.5009 | 109.9383 | 84.2117 | 86.7381 | 3.5711 | 90.3092 | 99.4537 | 102.4374 |  | 102.4374 | 84.2117 | 86.7381 |  | 86.7381 | x
2019-03-01 | 68.5804 | 70.6378 | 7.5009 | 78.1387 | 55.7069 | 57.3781 | 3.5711 | 60.9492 | 68.5804 | 70.6378 |  | 70.6378 | 55.7069 | 57.3781 |  | 57.3781 | x
2019-04-01 | 62.8013 | 64.6853 | 7.5009 | 72.1862 | 49.338 | 50.8182 | 3.5711 | 54.3893 | 62.8013 | 64.6853 |  | 64.6853 | 49.338 | 50.8182 |  | 50.8182 | x
2019-05-01 | 64.2932 | 66.222 | 7.5009 | 73.7229 | 49.7496 | 51.2421 | 3.5711 | 54.8132 | 64.2932 | 66.222 |  | 66.222 | 49.7496 | 51.2421 |  | 51.2421 | x
2019-06-01 | 73.9046 | 76.1218 | 7.5009 | 83.6227 | 49.8557 | 51.3514 | 3.5711 | 54.9225 | 73.9046 | 76.1218 |  | 76.1218 | 49.8557 | 51.3514 |  | 51.3514 | x
2019-07-01 | 91.8537 | 94.6093 | 7.5009 | 102.1102 | 56.4977 | 58.1926 | 3.5711 | 61.7637 | 91.8537 | 94.6093 |  | 94.6093 | 56.4977 | 58.1926 |  | 58.1926 | x
2019-08-01 | 75.6916 | 77.9623 | 7.5009 | 85.4632 | 55.2541 | 56.9118 | 3.5711 | 60.4829 | 75.6916 | 77.9623 |  | 77.9623 | 55.2541 | 56.9118 |  | 56.9118 | x
2019-09-01 | 61.7421 | 63.5944 | 7.5009 | 71.0953 | 52.5242 | 54.0999 | 3.5711 | 57.671 | 61.7421 | 63.5944 |  | 63.5944 | 52.5242 | 54.0999 |  | 54.0999 | x
2019-10-01 | 58.5232 | 60.2788 | 7.5009 | 67.7798 | 50.0551 | 51.5568 | 3.5711 | 55.1279 | 58.5232 | 60.2788 |  | 60.2788 | 50.0551 | 51.5568 |  | 51.5568 | x
2019-11-01 | 64.9169 | 66.8644 | 7.5009 | 74.3654 | 56.6573 | 58.357 | 3.5711 | 61.9281 | 64.9169 | 66.8644 |  | 66.8644 | 56.6573 | 58.357 |  | 58.357 | x
2019-12-01 | 96.6391 | 99.5383 | 7.5009 | 107.0392 | 75.0725 | 77.3246 | 3.5711 | 80.8958 | 96.6391 | 99.5383 |  | 99.5383 | 75.0725 | 77.3246 |  | 77.3246 | x
2020-01-01 | 138.5448 | 142.7011 | 7.5759 | 150.277 | 96.8063 | 99.7105 | 3.6068 | 103.3173 | 138.5448 | 142.7011 |  | 142.7011 | 96.8063 | 99.7105 |  | 99.7105 | x
2020-02-01 | 102.6104 | 105.6887 | 7.5759 | 113.2646 | 87.1067 | 89.7199 | 3.6068 | 93.3267 | 102.6104 | 105.6887 |  | 105.6887 | 87.1067 | 89.7199 |  | 89.7199 | x
2020-03-01 | 71.36 | 73.5008 | 7.5759 | 81.0767 | 58.4081 | 60.1603 | 3.6068 | 63.7671 | 71.36 | 73.5008 |  | 73.5008 | 58.4081 | 60.1603 |  | 60.1603 | x
2020-04-01 | 65.0993 | 67.0523 | 7.5759 | 74.6283 | 51.9197 | 53.4773 | 3.6068 | 57.0841 | 65.0993 | 67.0523 |  | 67.0523 | 51.9197 | 53.4773 |  | 53.4773 | x
2020-05-01 | 67.7993 | 69.8333 | 7.5759 | 77.4092 | 52.9461 | 54.5344 | 3.6068 | 58.1412 | 67.7993 | 69.8333 |  | 69.8333 | 52.9461 | 54.5344 |  | 54.5344 | x
2020-06-01 | 79.4318 | 81.8147 | 7.5759 | 89.3907 | 53.9758 | 55.595 | 3.6068 | 59.2018 | 79.4318 | 81.8147 |  | 81.8147 | 53.9758 | 55.595 |  | 55.595
2020-07-01 | 94.4829 | 97.3174 | 7.5759 | 104.8933 | 59.0943 | 60.8672 | 3.6068 | 64.474 | 94.4829 | 97.3174 |  | 97.3174 | 59.0943 | 60.8672 |  | 60.8672
2020-08-01 | 77.6878 | 80.0184 | 7.5759 | 87.5943 | 57.437 | 59.1601 | 3.6068 | 62.7669 | 77.6878 | 80.0184 |  | 80.0184 | 57.437 | 59.1601 |  | 59.1601
2020-09-01 | 63.8728 | 65.789 | 7.5759 | 73.365 | 54.7049 | 56.346 | 3.6068 | 59.9528 | 63.8728 | 65.789 |  | 65.789 | 54.7049 | 56.346 |  | 56.346
2020-10-01 | 60.635 | 62.4541 | 7.5759 | 70.03 | 52.5076 | 54.0829 | 3.6068 | 57.6897 | 60.635 | 62.4541 |  | 62.4541 | 52.5076 | 54.0829 |  | 54.0829
2020-11-01 | 68.7727 | 70.8359 | 7.5759 | 78.4118 | 59.069 | 60.8411 | 3.6068 | 64.4479 | 68.7727 | 70.8359 |  | 70.8359 | 59.069 | 60.8411 |  | 60.8411
2020-12-01 | 101.1853 | 104.2208 | 7.5759 | 111.7968 | 77.6269 | 79.9557 | 3.6068 | 83.5625 | 101.1853 | 104.2208 |  | 104.2208 | 77.6269 | 79.9557 |  | 79.9557
2021-01-01 | 142.1607 | 146.4256 | 7.6517 | 154.0773 | 99.1139 | 102.0873 | 3.6429 | 105.7302 | 142.1607 | 146.4256 |  | 146.4256 | 99.1139 | 102.0873 |  | 102.0873
2021-02-01 | 105.7413 | 108.9136 | 7.6517 | 116.5652 | 88.6033 | 91.2614 | 3.6429 | 94.9043 | 105.7413 | 108.9136 |  | 108.9136 | 88.6033 | 91.2614 |  | 91.2614
2021-03-01 | 73.6294 | 75.8383 | 7.6517 | 83.49 | 60.693 | 62.5137 | 3.6429 | 66.1566 | 73.6294 | 75.8383 |  | 75.8383 | 60.693 | 62.5137 |  | 62.5137
2021-04-01 | 67.5195 | 69.545 | 7.6517 | 77.1967 | 53.8454 | 55.4607 | 3.6429 | 59.1036 | 67.5195 | 69.545 |  | 69.545 | 53.8454 | 55.4607 |  | 55.4607
2021-05-01 | 71.9892 | 74.1488 | 7.6517 | 81.8005 | 55.0521 | 56.7037 | 3.6429 | 60.3466 | 71.9892 | 74.1488 |  | 74.1488 | 55.0521 | 56.7037 |  | 56.7037
2021-06-01 | 81.1684 | 83.6035 | 7.6517 | 91.2552 | 56.5622 | 58.2591 | 3.6429 | 61.902 | 81.1684 | 83.6035 |  | 83.6035 | 56.5622 | 58.2591 |  | 58.2591
2021-07-01 | 96.6674 | 99.5674 | 7.6517 | 107.2191 | 61.1263 | 62.9601 | 3.6429 | 66.603 | 96.6674 | 99.5674 |  | 99.5674 | 61.1263 | 62.9601 |  | 62.9601
2021-08-01 | 78.9382 | 81.3063 | 7.6517 | 88.958 | 59.2031 | 60.9792 | 3.6429 | 64.6221 | 78.9382 | 81.3063 |  | 81.3063 | 59.2031 | 60.9792 |  | 60.9792
2021-09-01 | 65.3086 | 67.2679 | 7.6517 | 74.9196 | 56.7795 | 58.4829 | 3.6429 | 62.1258 | 65.3086 | 67.2679 |  | 67.2679 | 56.7795 | 58.4829 |  | 58.4829
2021-10-01 | 62.1405 | 64.0047 | 7.6517 | 71.6564 | 54.2089 | 55.8351 | 3.6429 | 59.478 | 62.1405 | 64.0047 |  | 64.0047 | 54.2089 | 55.8351 |  | 55.8351
2021-11-01 | 71.3949 | 73.5368 | 7.6517 | 81.1885 | 60.9323 | 62.7603 | 3.6429 | 66.4031 | 71.3949 | 73.5368 |  | 73.5368 | 60.9323 | 62.7603 |  | 62.7603
2021-12-01 | 103.5822 | 106.6897 | 7.6517 | 114.3414 | 79.7572 | 82.15 | 3.6429 | 85.7928 | 103.5822 | 106.6897 |  | 106.6897 | 79.7572 | 82.15 |  | 82.15
2022-01-01 | 146.1172 | 150.5007 | 7.7282 | 158.2289 | 102.2613 | 105.3291 | 3.6793 | 109.0085 | 146.1172 | 150.5007 |  | 150.5007 | 102.2613 | 105.3291 |  | 105.3291
2022-02-01 | 109.0967 | 112.3696 | 7.7282 | 120.0978 | 91.9782 | 94.7376 | 3.6793 | 98.4169 | 109.0967 | 112.3696 |  | 112.3696 | 91.9782 | 94.7376 |  | 94.7376
2022-03-01 | 76.2275 | 78.5144 | 7.7282 | 86.2426 | 63.4759 | 65.3801 | 3.6793 | 69.0594 | 76.2275 | 78.5144 |  | 78.5144 | 63.4759 | 65.3801 |  | 65.3801
2022-04-01 | 71.078 | 73.2104 | 7.7282 | 80.9386 | 56.8409 | 58.5461 | 3.6793 | 62.2254 | 71.078 | 73.2104 |  | 73.2104 | 56.8409 | 58.5461 |  | 58.5461
2022-05-01 | 80.0312 | 82.4322 | 7.7282 | 90.1604 | 58.253 | 60.0006 | 3.6793 | 63.6799 | 80.0312 | 82.4322 |  | 82.4322 | 58.253 | 60.0006 |  | 60.0006
2022-06-01 | 83.4961 | 86.001 | 7.7282 | 93.7292 | 60.0131 | 61.8135 | 3.6793 | 65.4928 | 83.4961 | 86.001 |  | 86.001 | 60.0131 | 61.8135 |  | 61.8135
2022-07-01 | 99.8071 | 102.8013 | 7.7282 | 110.5295 | 63.8591 | 65.7749 | 3.6793 | 69.4542 | 99.8071 | 102.8013 |  | 102.8013 | 63.8591 | 65.7749 |  | 65.7749
2022-08-01 | 80.2192 | 82.6258 | 7.7282 | 90.354 | 62.6678 | 64.5478 | 3.6793 | 68.2271 | 80.2192 | 82.6258 |  | 82.6258 | 62.6678 | 64.5478 |  | 64.5478
2022-09-01 | 67.5663 | 69.5933 | 7.7282 | 77.3215 | 59.5314 | 61.3173 | 3.6793 | 64.9966 | 67.5663 | 69.5933 |  | 69.5933 | 59.5314 | 61.3173 |  | 61.3173
2022-10-01 | 64.4868 | 66.4214 | 7.7282 | 74.1496 | 56.9352 | 58.6433 | 3.6793 | 62.3226 | 64.4868 | 66.4214 |  | 66.4214 | 56.9352 | 58.6433 |  | 58.6433
2022-11-01 | 74.5266 | 76.7624 | 7.7282 | 84.4906 | 63.3702 | 65.2713 | 3.6793 | 68.9506 | 74.5266 | 76.7624 |  | 76.7624 | 63.3702 | 65.2713 |  | 65.2713
2022-12-01 | 107.3367 | 110.5568 | 7.7282 | 118.285 | 83.0348 | 85.5259 | 3.6793 | 89.2052 | 107.3367 | 110.5568 |  | 110.5568 | 83.0348 | 85.5259 |  | 85.5259
2023-01-01 | 149.0395 | 153.5107 | 7.8055 | 161.3162 | 104.3065 | 107.4357 | 3.7161 | 111.1518 | 149.0395 | 153.5107 |  | 153.5107 | 104.3065 | 107.4357 |  | 107.4357
2023-02-01 | 111.2787 | 114.617 | 7.8055 | 122.4225 | 93.8178 | 96.6323 | 3.7161 | 100.3484 | 111.2787 | 114.617 |  | 114.617 | 93.8178 | 96.6323 |  | 96.6323
2023-03-01 | 77.7521 | 80.0846 | 7.8055 | 87.8901 | 64.7454 | 66.6877 | 3.7161 | 70.4038 | 77.7521 | 80.0846 |  | 80.0846 | 64.7454 | 66.6877 |  | 66.6877
2023-04-01 | 72.4996 | 74.6746 | 7.8055 | 82.4801 | 57.9777 | 59.717 | 3.7161 | 63.4331 | 72.4996 | 74.6746 |  | 74.6746 | 57.9777 | 59.717 |  | 59.717
2023-05-01 | 81.6319 | 84.0808 | 7.8055 | 91.8863 | 59.4181 | 61.2006 | 3.7161 | 64.9167 | 81.6319 | 84.0808 |  | 84.0808 | 59.4181 | 61.2006 |  | 61.2006
2023-06-01 | 85.166 | 87.721 | 7.8055 | 95.5265 | 61.2134 | 63.0498 | 3.7161 | 66.7659 | 85.166 | 87.721 |  | 87.721 | 61.2134 | 63.0498 |  | 63.0498
2023-07-01 | 101.8032 | 104.8573 | 7.8055 | 112.6628 | 65.1363 | 67.0904 | 3.7161 | 70.8065 | 101.8032 | 104.8573 |  | 104.8573 | 65.1363 | 67.0904 |  | 67.0904
2023-08-01 | 81.8236 | 84.2783 | 7.8055 | 92.0838 | 63.9211 | 65.8388 | 3.7161 | 69.5549 | 81.8236 | 84.2783 |  | 84.2783 | 63.9211 | 65.8388 |  | 65.8388
2023-09-01 | 68.9177 | 70.9852 | 7.8055 | 78.7907 | 60.722 | 62.5436 | 3.7161 | 66.2598 | 68.9177 | 70.9852 |  | 70.9852 | 60.722 | 62.5436 |  | 62.5436
2023-10-01 | 65.7765 | 67.7498 | 7.8055 | 75.5553 | 58.0739 | 59.8162 | 3.7161 | 63.5323 | 65.7765 | 67.7498 |  | 67.7498 | 58.0739 | 59.8162 |  | 59.8162
2023-11-01 | 76.0171 | 78.2976 | 7.8055 | 86.1031 | 64.6376 | 66.5767 | 3.7161 | 70.2928 | 76.0171 | 78.2976 |  | 78.2976 | 64.6376 | 66.5767 |  | 66.5767
2023-12-01 | 109.4834 | 112.7679 | 7.8055 | 120.5734 | 84.6955 | 87.2364 | 3.7161 | 90.9525 | 109.4834 | 112.7679 |  | 112.7679 | 84.6955 | 87.2364 |  | 87.2364
2024-01-01 | 152.0203 | 156.5809 | 7.8835 | 164.4645 | 106.3927 | 109.5844 | 3.7533 | 113.3377 | 152.0203 | 156.5809 |  | 156.5809 | 106.3927 | 109.5844 |  | 109.5844
2024-02-01 | 113.5042 | 116.9094 | 7.8835 | 124.7929 | 95.6941 | 98.565 | 3.7533 | 102.3182 | 113.5042 | 116.9094 |  | 116.9094 | 95.6941 | 98.565 |  | 98.565
2024-03-01 | 79.3071 | 81.6863 | 7.8835 | 89.5699 | 66.0403 | 68.0215 | 3.7533 | 71.7748 | 79.3071 | 81.6863 |  | 81.6863 | 66.0403 | 68.0215 |  | 68.0215
2024-04-01 | 73.9496 | 76.1681 | 7.8835 | 84.0516 | 59.1372 | 60.9113 | 3.7533 | 64.6646 | 73.9496 | 76.1681 |  | 76.1681 | 59.1372 | 60.9113 |  | 60.9113
2024-05-01 | 83.2645 | 85.7624 | 7.8835 | 93.646 | 60.6065 | 62.4247 | 3.7533 | 66.1779 | 83.2645 | 85.7624 |  | 85.7624 | 60.6065 | 62.4247 |  | 62.4247
2024-06-01 | 86.8693 | 89.4754 | 7.8835 | 97.359 | 62.4376 | 64.3108 | 3.7533 | 68.064 | 86.8693 | 89.4754 |  | 89.4754 | 62.4376 | 64.3108 |  | 64.3108
2024-07-01 | 103.8393 | 106.9545 | 7.8835 | 114.838 | 66.4391 | 68.4322 | 3.7533 | 72.1855 | 103.8393 | 106.9545 |  | 106.9545 | 66.4391 | 68.4322 |  | 68.4322
2024-08-01 | 83.4601 | 85.9639 | 7.8835 | 93.8474 | 65.1995 | 67.1555 | 3.7533 | 70.9088 | 83.4601 | 85.9639 |  | 85.9639 | 65.1995 | 67.1555 |  | 67.1555
2024-09-01 | 70.296 | 72.4049 | 7.8835 | 80.2884 | 61.9364 | 63.7945 | 3.7533 | 67.5478 | 70.296 | 72.4049 |  | 72.4049 | 61.9364 | 63.7945 |  | 63.7945
2024-10-01 | 67.0921 | 69.1048 | 7.8835 | 76.9884 | 59.2354 | 61.0125 | 3.7533 | 64.7658 | 67.0921 | 69.1048 |  | 69.1048 | 59.2354 | 61.0125 |  | 61.0125
2024-11-01 | 77.5375 | 79.8636 | 7.8835 | 87.7471 | 65.9303 | 67.9082 | 3.7533 | 71.6615 | 77.5375 | 79.8636 |  | 79.8636 | 65.9303 | 67.9082 |  | 67.9082
2024-12-01 | 111.6731 | 115.0233 | 7.8835 | 122.9068 | 86.3894 | 88.9811 | 3.7533 | 92.7344 | 111.6731 | 115.0233 |  | 115.0233 | 86.3894 | 88.9811 |  | 88.9811
2025-01-01 | 155.0607 | 159.7126 | 7.9624 | 167.675 | 108.5205 | 111.7761 | 3.7908 | 115.5669 | 155.0607 | 159.7126 |  | 159.7126 | 108.5205 | 111.7761 |  | 111.7761
2025-02-01 | 115.7743 | 119.2475 | 7.9624 | 127.2099 | 97.608 | 100.5363 | 3.7908 | 104.3271 | 115.7743 | 119.2475 |  | 119.2475 | 97.608 | 100.5363 |  | 100.5363
2025-03-01 | 80.8933 | 83.3201 | 7.9624 | 91.2824 | 67.3611 | 69.3819 | 3.7908 | 73.1727 | 80.8933 | 83.3201 |  | 83.3201 | 67.3611 | 69.3819 |  | 69.3819
2025-04-01 | 75.4286 | 77.6914 | 7.9624 | 85.6538 | 60.32 | 62.1296 | 3.7908 | 65.9204 | 75.4286 | 77.6914 |  | 77.6914 | 60.32 | 62.1296 |  | 62.1296
2025-05-01 | 84.9298 | 87.4777 | 7.9624 | 95.4401 | 61.8186 | 63.6731 | 3.7908 | 67.4639 | 84.9298 | 87.4777 |  | 87.4777 | 61.8186 | 63.6731 |  | 63.6731
2025-06-01 | 88.6067 | 91.2649 | 7.9624 | 99.2273 | 63.6864 | 65.597 | 3.7908 | 69.3878 | 88.6067 | 91.2649 |  | 91.2649 | 63.6864 | 65.597 |  | 65.597
2025-07-01 | 105.9161 | 109.0936 | 7.9624 | 117.0559 | 67.7678 | 69.8009 | 3.7908 | 73.5917 | 105.9161 | 109.0936 |  | 109.0936 | 67.7678 | 69.8009 |  | 69.8009
2025-08-01 | 85.1293 | 87.6831 | 7.9624 | 95.6455 | 66.5035 | 68.4986 | 3.7908 | 72.2894 | 85.1293 | 87.6831 |  | 87.6831 | 66.5035 | 68.4986 |  | 68.4986
2025-09-01 | 71.7019 | 73.853 | 7.9624 | 81.8154 | 63.1752 | 65.0704 | 3.7908 | 68.8612 | 71.7019 | 73.853 |  | 73.853 | 63.1752 | 65.0704 |  | 65.0704
2025-10-01 | 68.4339 | 70.4869 | 7.9624 | 78.4493 | 60.4201 | 62.2327 | 3.7908 | 66.0235 | 68.4339 | 70.4869 |  | 70.4869 | 60.4201 | 62.2327 |  | 62.2327
2025-11-01 | 79.0882 | 81.4609 | 7.9624 | 89.4232 | 67.2489 | 69.2664 | 3.7908 | 73.0572 | 79.0882 | 81.4609 |  | 81.4609 | 67.2489 | 69.2664 |  | 69.2664
2025-12-01 | 113.9065 | 117.3237 | 7.9624 | 125.2861 | 88.1172 | 90.7607 | 3.7908 | 94.5515 | 113.9065 | 117.3237 |  | 117.3237 | 88.1172 | 90.7607 |  | 90.7607
2026-01-01 | 158.162 | 162.9068 | 8.042 | 170.9488 | 110.6909 | 114.0116 | 3.8287 | 117.8404 | 158.162 | 162.9068 |  | 162.9068 | 110.6909 | 114.0116 |  | 114.0116
2026-02-01 | 118.0898 | 121.6325 | 8.042 | 129.6745 | 99.5602 | 102.547 | 3.8287 | 106.3757 | 118.0898 | 121.6325 |  | 121.6325 | 99.5602 | 102.547 |  | 102.547
2026-03-01 | 82.5111 | 84.9865 | 8.042 | 93.0285 | 68.7083 | 70.7696 | 3.8287 | 74.5983 | 82.5111 | 84.9865 |  | 84.9865 | 68.7083 | 70.7696 |  | 70.7696
2026-04-01 | 76.9372 | 79.2453 | 8.042 | 87.2873 | 61.5264 | 63.3722 | 3.8287 | 67.2009 | 76.9372 | 79.2453 |  | 79.2453 | 61.5264 | 63.3722 |  | 63.3722
2026-05-01 | 86.6284 | 89.2273 | 8.042 | 97.2693 | 63.055 | 64.9466 | 3.8287 | 68.7753 | 86.6284 | 89.2273 |  | 89.2273 | 63.055 | 64.9466 |  | 64.9466
2026-06-01 | 90.3789 | 93.0902 | 8.042 | 101.1322 | 64.9601 | 66.9089 | 3.8287 | 70.7376 | 90.3789 | 93.0902 |  | 93.0902 | 64.9601 | 66.9089 |  | 66.9089
2026-07-01 | 108.0344 | 111.2754 | 8.042 | 119.3174 | 69.1232 | 71.1969 | 3.8287 | 75.0256 | 108.0344 | 111.2754 |  | 111.2754 | 69.1232 | 71.1969 |  | 71.1969
2026-08-01 | 86.8319 | 89.4368 | 8.042 | 97.4788 | 67.8336 | 69.8686 | 3.8287 | 73.6973 | 86.8319 | 89.4368 |  | 89.4368 | 67.8336 | 69.8686 |  | 69.8686
2026-09-01 | 73.136 | 75.3301 | 8.042 | 83.3721 | 64.4387 | 66.3718 | 3.8287 | 70.2005 | 73.136 | 75.3301 |  | 75.3301 | 64.4387 | 66.3718 |  | 66.3718
2026-10-01 | 69.8026 | 71.8966 | 8.042 | 79.9387 | 61.6285 | 63.4774 | 3.8287 | 67.3061 | 69.8026 | 71.8966 |  | 71.8966 | 61.6285 | 63.4774 |  | 63.4774
2026-11-01 | 80.67 | 83.0901 | 8.042 | 91.1321 | 68.5939 | 70.6517 | 3.8287 | 74.4804 | 80.67 | 83.0901 |  | 83.0901 | 68.5939 | 70.6517 |  | 70.6517
2026-12-01 | 116.1847 | 119.6702 | 8.042 | 127.7122 | 89.8796 | 92.5759 | 3.8287 | 96.4047 | 116.1847 | 119.6702 |  | 119.6702 | 89.8796 | 92.5759 |  | 92.5759
2027-01-01 | 161.3252 | 166.165 | 8.1224 | 174.2874 | 112.9047 | 116.2919 | 3.867 | 120.1589 | 161.3252 | 166.165 |  | 166.165 | 112.9047 | 116.2919 |  | 116.2919
2027-02-01 | 120.4516 | 124.0651 | 8.1224 | 132.1876 | 101.5514 | 104.5979 | 3.867 | 108.4649 | 120.4516 | 124.0651 |  | 124.0651 | 101.5514 | 104.5979 |  | 104.5979
2027-03-01 | 84.1613 | 86.6862 | 8.1224 | 94.8086 | 70.0825 | 72.1849 | 3.867 | 76.0519 | 84.1613 | 86.6862 |  | 86.6862 | 70.0825 | 72.1849 |  | 72.1849
2027-04-01 | 78.4759 | 80.8302 | 8.1224 | 88.9526 | 62.7569 | 64.6396 | 3.867 | 68.5066 | 78.4759 | 80.8302 |  | 80.8302 | 62.7569 | 64.6396 |  | 64.6396
2027-05-01 | 88.361 | 91.0118 | 8.1224 | 99.1342 | 64.3161 | 66.2455 | 3.867 | 70.1125 | 88.361 | 91.0118 |  | 91.0118 | 64.3161 | 66.2455 |  | 66.2455
2027-06-01 | 92.1864 | 94.952 | 8.1224 | 103.0745 | 66.2593 | 68.2471 | 3.867 | 72.1141 | 92.1864 | 94.952 |  | 94.952 | 66.2593 | 68.2471 |  | 68.2471
2027-07-01 | 110.1951 | 113.5009 | 8.1224 | 121.6234 | 70.5057 | 72.6208 | 3.867 | 76.4878 | 110.1951 | 113.5009 |  | 113.5009 | 70.5057 | 72.6208 |  | 72.6208
2027-08-01 | 88.5685 | 91.2255 | 8.1224 | 99.348 | 69.1903 | 71.266 | 3.867 | 75.133 | 88.5685 | 91.2255 |  | 91.2255 | 69.1903 | 71.266 |  | 71.266
2027-09-01 | 74.5987 | 76.8367 | 8.1224 | 84.9591 | 65.7274 | 67.6993 | 3.867 | 71.5662 | 74.5987 | 76.8367 |  | 76.8367 | 65.7274 | 67.6993 |  | 67.6993
2027-10-01 | 71.1986 | 73.3346 | 8.1224 | 81.457 | 62.8611 | 64.7469 | 3.867 | 68.6139 | 71.1986 | 73.3346 |  | 73.3346 | 62.8611 | 64.7469 |  | 64.7469
2027-11-01 | 82.2834 | 84.7519 | 8.1224 | 92.8743 | 69.9658 | 72.0648 | 3.867 | 75.9317 | 82.2834 | 84.7519 |  | 84.7519 | 69.9658 | 72.0648 |  | 72.0648
2027-12-01 | 118.5084 | 122.0636 | 8.1224 | 130.186 | 91.6772 | 94.4275 | 3.867 | 98.2945 | 118.5084 | 122.0636 |  | 122.0636 | 91.6772 | 94.4275 |  | 94.4275
2028-01-01 | 164.5517 | 169.4883 | 8.2037 | 177.6919 | 115.1628 | 118.6177 | 3.9057 | 122.5234 | 164.5517 | 169.4883 |  | 169.4883 | 115.1628 | 118.6177 |  | 118.6177
2028-02-01 | 122.8606 | 126.5464 | 8.2037 | 134.7501 | 103.5824 | 106.6899 | 3.9057 | 110.5955 | 122.8606 | 126.5464 |  | 126.5464 | 103.5824 | 106.6899 |  | 106.6899
2028-03-01 | 85.8446 | 88.4199 | 8.2037 | 96.6236 | 71.4841 | 73.6286 | 3.9057 | 77.5343 | 85.8446 | 88.4199 |  | 88.4199 | 71.4841 | 73.6286 |  | 73.6286
2028-04-01 | 80.0454 | 82.4468 | 8.2037 | 90.6504 | 64.012 | 65.9324 | 3.9057 | 69.8381 | 80.0454 | 82.4468 |  | 82.4468 | 64.012 | 65.9324 |  | 65.9324
2028-05-01 | 90.1282 | 92.832 | 8.2037 | 101.0357 | 65.6024 | 67.5705 | 3.9057 | 71.4761 | 90.1282 | 92.832 |  | 92.832 | 65.6024 | 67.5705 |  | 67.5705
2028-06-01 | 94.0302 | 96.8511 | 8.2037 | 105.0547 | 67.5845 | 69.612 | 3.9057 | 73.5177 | 94.0302 | 96.8511 |  | 96.8511 | 67.5845 | 69.612 |  | 69.612
2028-07-01 | 112.399 | 115.771 | 8.2037 | 123.9746 | 71.9158 | 74.0732 | 3.9057 | 77.9789 | 112.399 | 115.771 |  | 115.771 | 71.9158 | 74.0732 |  | 74.0732
2028-08-01 | 90.3399 | 93.0501 | 8.2037 | 101.2537 | 70.5741 | 72.6913 | 3.9057 | 76.597 | 90.3399 | 93.0501 |  | 93.0501 | 70.5741 | 72.6913 |  | 72.6913
2028-09-01 | 76.0907 | 78.3734 | 8.2037 | 86.577 | 67.042 | 69.0532 | 3.9057 | 72.9589 | 76.0907 | 78.3734 |  | 78.3734 | 67.042 | 69.0532 |  | 69.0532
2028-10-01 | 72.6226 | 74.8013 | 8.2037 | 83.0049 | 64.1183 | 66.0419 | 3.9057 | 69.9475 | 72.6226 | 74.8013 |  | 74.8013 | 64.1183 | 66.0419 |  | 66.0419
2028-11-01 | 83.929 | 86.4469 | 8.2037 | 94.6506 | 71.3651 | 73.506 | 3.9057 | 77.4117 | 83.929 | 86.4469 |  | 86.4469 | 71.3651 | 73.506 |  | 73.506
2028-12-01 | 120.8785 | 124.5049 | 8.2037 | 132.7085 | 93.5107 | 96.316 | 3.9057 | 100.2217 | 120.8785 | 124.5049 |  | 124.5049 | 93.5107 | 96.316 |  | 96.316
2029-01-01 | 167.8427 | 172.878 | 8.2857 | 181.1637 | 117.4661 | 120.9901 | 3.9447 | 124.9348 | 167.8427 | 172.878 |  | 172.878 | 117.4661 | 120.9901 |  | 120.9901
2029-02-01 | 125.3178 | 129.0774 | 8.2857 | 137.3631 | 105.6541 | 108.8237 | 3.9447 | 112.7684 | 125.3178 | 129.0774 |  | 129.0774 | 105.6541 | 108.8237 |  | 108.8237
2029-03-01 | 87.5615 | 90.1883 | 8.2857 | 98.474 | 72.9138 | 75.1012 | 3.9447 | 79.0459 | 87.5615 | 90.1883 |  | 90.1883 | 72.9138 | 75.1012 |  | 75.1012
2029-04-01 | 81.6463 | 84.0957 | 8.2857 | 92.3814 | 65.2923 | 67.251 | 3.9447 | 71.1958 | 81.6463 | 84.0957 |  | 84.0957 | 65.2923 | 67.251 |  | 67.251
2029-05-01 | 91.9307 | 94.6887 | 8.2857 | 102.9744 | 66.9144 | 68.9219 | 3.9447 | 72.8666 | 91.9307 | 94.6887 |  | 94.6887 | 66.9144 | 68.9219 |  | 68.9219
2029-06-01 | 95.9108 | 98.7881 | 8.2857 | 107.0738 | 68.9362 | 71.0043 | 3.9447 | 74.949 | 95.9108 | 98.7881 |  | 98.7881 | 68.9362 | 71.0043 |  | 71.0043
2029-07-01 | 114.647 | 118.0864 | 8.2857 | 126.3721 | 73.3541 | 75.5547 | 3.9447 | 79.4994 | 114.647 | 118.0864 |  | 118.0864 | 73.3541 | 75.5547 |  | 75.5547
2029-08-01 | 92.1467 | 94.9111 | 8.2857 | 103.1967 | 71.9856 | 74.1451 | 3.9447 | 78.0899 | 92.1467 | 94.9111 |  | 94.9111 | 71.9856 | 74.1451 |  | 74.1451
2029-09-01 | 77.6125 | 79.9409 | 8.2857 | 88.2265 | 68.3828 | 70.4343 | 3.9447 | 74.379 | 77.6125 | 79.9409 |  | 79.9409 | 68.3828 | 70.4343 |  | 70.4343
2029-10-01 | 74.075 | 76.2973 | 8.2857 | 84.583 | 65.4007 | 67.3627 | 3.9447 | 71.3074 | 74.075 | 76.2973 |  | 76.2973 | 65.4007 | 67.3627 |  | 67.3627
2029-11-01 | 85.6076 | 88.1759 | 8.2857 | 96.4615 | 72.7924 | 74.9762 | 3.9447 | 78.9209 | 85.6076 | 88.1759 |  | 88.1759 | 72.7924 | 74.9762 |  | 74.9762
2029-12-01 | 123.2961 | 126.995 | 8.2857 | 135.2807 | 95.3809 | 98.2423 | 3.9447 | 102.1871 | 123.2961 | 126.995 |  | 126.995 | 95.3809 | 98.2423 |  | 98.2423
2030-01-01 | 171.1996 | 176.3356 | 8.3685 | 184.7041 | 119.8154 | 123.4099 | 3.9842 | 127.394 | 171.1996 | 176.3356 |  | 176.3356 | 119.8154 | 123.4099 |  | 123.4099
2030-02-01 | 127.8242 | 131.6589 | 8.3685 | 140.0275 | 107.7671 | 111.0001 | 3.9842 | 114.9843 | 127.8242 | 131.6589 |  | 131.6589 | 107.7671 | 111.0001 |  | 111.0001
2030-03-01 | 89.3127 | 91.9921 | 8.3685 | 100.3606 | 74.3721 | 76.6032 | 3.9842 | 80.5874 | 89.3127 | 91.9921 |  | 91.9921 | 74.3721 | 76.6032 |  | 76.6032
2030-04-01 | 83.2792 | 85.7776 | 8.3685 | 94.1462 | 66.5981 | 68.5961 | 3.9842 | 72.5802 | 83.2792 | 85.7776 |  | 85.7776 | 66.5981 | 68.5961 |  | 68.5961
2030-05-01 | 93.7694 | 96.5824 | 8.3685 | 104.951 | 68.2527 | 70.3003 | 3.9842 | 74.2845 | 93.7694 | 96.5824 |  | 96.5824 | 68.2527 | 70.3003 |  | 70.3003
2030-06-01 | 97.829 | 100.7639 | 8.3685 | 109.1324 | 70.3149 | 72.4244 | 3.9842 | 76.4085 | 97.829 | 100.7639 |  | 100.7639 | 70.3149 | 72.4244 |  | 72.4244
2030-07-01 | 116.9399 | 120.4481 | 8.3685 | 128.8166 | 74.8212 | 77.0658 | 3.9842 | 81.05 | 116.9399 | 120.4481 |  | 120.4481 | 74.8212 | 77.0658 |  | 77.0658
2030-08-01 | 93.9896 | 96.8093 | 8.3685 | 105.1778 | 73.4253 | 75.628 | 3.9842 | 79.6122 | 93.9896 | 96.8093 |  | 96.8093 | 73.4253 | 75.628 |  | 75.628
2030-09-01 | 79.1647 | 81.5397 | 8.3685 | 89.9082 | 69.7505 | 71.843 | 3.9842 | 75.8272 | 79.1647 | 81.5397 |  | 81.5397 | 69.7505 | 71.843 |  | 71.843
2030-10-01 | 75.5565 | 77.8232 | 8.3685 | 86.1918 | 66.7087 | 68.71 | 3.9842 | 72.6941 | 75.5565 | 77.8232 |  | 77.8232 | 66.7087 | 68.71 |  | 68.71
2030-11-01 | 87.3198 | 89.9394 | 8.3685 | 98.3079 | 74.2482 | 76.4757 | 3.9842 | 80.4599 | 87.3198 | 89.9394 |  | 89.9394 | 74.2482 | 76.4757 |  | 76.4757
2030-12-01 | 125.762 | 129.5349 | 8.3685 | 137.9034 | 97.2885 | 100.2072 | 3.9842 | 104.1914 | 125.762 | 129.5349 |  | 129.5349 | 97.2885 | 100.2072 |  | 100.2072
2031-01-01 | 174.6236 | 179.8623 | 8.4522 | 188.3145 | 122.2117 | 125.8781 | 4.024 | 129.9021 | 174.6236 | 179.8623 |  | 179.8623 | 122.2117 | 125.8781 |  | 125.8781
2031-02-01 | 130.3807 | 134.2921 | 8.4522 | 142.7443 | 109.9225 | 113.2201 | 4.024 | 117.2442 | 130.3807 | 134.2921 |  | 134.2921 | 109.9225 | 113.2201 |  | 113.2201
2031-03-01 | 91.099 | 93.8319 | 8.4522 | 102.2842 | 75.8595 | 78.1353 | 4.024 | 82.1593 | 91.099 | 93.8319 |  | 93.8319 | 75.8595 | 78.1353 |  | 78.1353
2031-04-01 | 84.9448 | 87.4932 | 8.4522 | 95.9454 | 67.9301 | 69.968 | 4.024 | 73.992 | 84.9448 | 87.4932 |  | 87.4932 | 67.9301 | 69.968 |  | 69.968
2031-05-01 | 95.6448 | 98.5141 | 8.4522 | 106.9663 | 69.6178 | 71.7063 | 4.024 | 75.7303 | 95.6448 | 98.5141 |  | 98.5141 | 69.6178 | 71.7063 |  | 71.7063
2031-06-01 | 99.7856 | 102.7791 | 8.4522 | 111.2314 | 71.7212 | 73.8728 | 4.024 | 77.8969 | 99.7856 | 102.7791 |  | 102.7791 | 71.7212 | 73.8728 |  | 73.8728
2031-07-01 | 119.2787 | 122.8571 | 8.4522 | 131.3093 | 76.3176 | 78.6071 | 4.024 | 82.6311 | 119.2787 | 122.8571 |  | 122.8571 | 76.3176 | 78.6071 |  | 78.6071
2031-08-01 | 95.8694 | 98.7455 | 8.4522 | 107.1977 | 74.8938 | 77.1406 | 4.024 | 81.1646 | 95.8694 | 98.7455 |  | 98.7455 | 74.8938 | 77.1406 |  | 77.1406
2031-09-01 | 80.748 | 83.1705 | 8.4522 | 91.6227 | 71.1455 | 73.2798 | 4.024 | 77.3039 | 80.748 | 83.1705 |  | 83.1705 | 71.1455 | 73.2798 |  | 73.2798
2031-10-01 | 77.0677 | 79.3797 | 8.4522 | 87.8319 | 68.0429 | 70.0842 | 4.024 | 74.1082 | 77.0677 | 79.3797 |  | 79.3797 | 68.0429 | 70.0842 |  | 70.0842
2031-11-01 | 89.0662 | 91.7382 | 8.4522 | 100.1904 | 75.7332 | 78.0052 | 4.024 | 82.0292 | 89.0662 | 91.7382 |  | 91.7382 | 75.7332 | 78.0052 |  | 78.0052
2031-12-01 | 128.2773 | 132.1256 | 8.4522 | 140.5778 | 99.2343 | 102.2113 | 4.024 | 106.2353 | 128.2773 | 132.1256 |  | 132.1256 | 99.2343 | 102.2113 |  | 102.2113
2032-01-01 | 178.1161 | 183.4595 | 8.5368 | 191.9963 | 124.656 | 128.3956 | 4.0642 | 132.4599 | 178.1161 | 183.4595 |  | 183.4595 | 124.656 | 128.3956 |  | 128.3956
2032-02-01 | 132.9883 | 136.9779 | 8.5368 | 145.5147 | 112.1209 | 115.4846 | 4.0642 | 119.5488 | 132.9883 | 136.9779 |  | 136.9779 | 112.1209 | 115.4846 |  | 115.4846
2032-03-01 | 92.9209 | 95.7086 | 8.5368 | 104.2453 | 77.3767 | 79.698 | 4.0642 | 83.7623 | 92.9209 | 95.7086 |  | 95.7086 | 77.3767 | 79.698 |  | 79.698
2032-04-01 | 86.6437 | 89.243 | 8.5368 | 97.7798 | 69.2887 | 71.3674 | 4.0642 | 75.4316 | 86.6437 | 89.243 |  | 89.243 | 69.2887 | 71.3674 |  | 71.3674
2032-05-01 | 97.5576 | 100.4844 | 8.5368 | 109.0211 | 71.0101 | 73.1404 | 4.0642 | 77.2047 | 97.5576 | 100.4844 |  | 100.4844 | 71.0101 | 73.1404 |  | 73.1404
2032-06-01 | 101.7813 | 104.8347 | 8.5368 | 113.3715 | 73.1556 | 75.3503 | 4.0642 | 79.4145 | 101.7813 | 104.8347 |  | 104.8347 | 73.1556 | 75.3503 |  | 75.3503
2032-07-01 | 121.6643 | 125.3142 | 8.5368 | 133.851 | 77.8439 | 80.1793 | 4.0642 | 84.2435 | 121.6643 | 125.3142 |  | 125.3142 | 77.8439 | 80.1793 |  | 80.1793
2032-08-01 | 97.7868 | 100.7204 | 8.5368 | 109.2571 | 76.3917 | 78.6834 | 4.0642 | 82.7477 | 97.7868 | 100.7204 |  | 100.7204 | 76.3917 | 78.6834 |  | 78.6834
2032-09-01 | 82.363 | 84.8339 | 8.5368 | 93.3706 | 72.5684 | 74.7454 | 4.0642 | 78.8097 | 82.363 | 84.8339 |  | 84.8339 | 72.5684 | 74.7454 |  | 74.7454
2032-10-01 | 78.609 | 80.9673 | 8.5368 | 89.5041 | 69.4037 | 71.4859 | 4.0642 | 75.5501 | 78.609 | 80.9673 |  | 80.9673 | 69.4037 | 71.4859 |  | 71.4859
2032-11-01 | 90.8475 | 93.5729 | 8.5368 | 102.1097 | 77.2479 | 79.5653 | 4.0642 | 83.6296 | 90.8475 | 93.5729 |  | 93.5729 | 77.2479 | 79.5653 |  | 79.5653
2032-12-01 | 130.8428 | 134.7681 | 8.5368 | 143.3048 | 101.219 | 104.2556 | 4.0642 | 108.3198 | 130.8428 | 134.7681 |  | 134.7681 | 101.219 | 104.2556 |  | 104.2556
2033-01-01 | 181.6784 | 187.1287 | 8.6221 | 195.7508 | 127.1491 | 130.9635 | 4.1049 | 135.0684 | 181.6784 | 187.1287 |  | 187.1287 | 127.1491 | 130.9635 |  | 130.9635
2033-02-01 | 135.6481 | 139.7175 | 8.6221 | 148.3396 | 114.3633 | 117.7942 | 4.1049 | 121.8991 | 135.6481 | 139.7175 |  | 139.7175 | 114.3633 | 117.7942 |  | 117.7942
2033-03-01 | 94.7793 | 97.6227 | 8.6221 | 106.2449 | 78.9242 | 81.292 | 4.1049 | 85.3969 | 94.7793 | 97.6227 |  | 97.6227 | 78.9242 | 81.292 |  | 81.292
2033-04-01 | 88.3766 | 91.0279 | 8.6221 | 99.65 | 70.6745 | 72.7947 | 4.1049 | 76.8996 | 88.3766 | 91.0279 |  | 91.0279 | 70.6745 | 72.7947 |  | 72.7947
2033-05-01 | 99.5088 | 102.4941 | 8.6221 | 111.1162 | 72.4303 | 74.6032 | 4.1049 | 78.7081 | 99.5088 | 102.4941 |  | 102.4941 | 72.4303 | 74.6032 |  | 74.6032
2033-06-01 | 103.8169 | 106.9314 | 8.6221 | 115.5535 | 74.6187 | 76.8573 | 4.1049 | 80.9622 | 103.8169 | 106.9314 |  | 106.9314 | 74.6187 | 76.8573 |  | 76.8573
2033-07-01 | 124.0976 | 127.8205 | 8.6221 | 136.4426 | 79.4008 | 81.7828 | 4.1049 | 85.8877 | 124.0976 | 127.8205 |  | 127.8205 | 79.4008 | 81.7828 |  | 81.7828
2033-08-01 | 99.7425 | 102.7348 | 8.6221 | 111.3569 | 77.9195 | 80.2571 | 4.1049 | 84.362 | 99.7425 | 102.7348 |  | 102.7348 | 77.9195 | 80.2571 |  | 80.2571
2033-09-01 | 84.0102 | 86.5306 | 8.6221 | 95.1527 | 74.0198 | 76.2404 | 4.1049 | 80.3452 | 84.0102 | 86.5306 |  | 86.5306 | 74.0198 | 76.2404 |  | 76.2404
2033-10-01 | 80.1812 | 82.5866 | 8.6221 | 91.2088 | 70.7918 | 72.9156 | 4.1049 | 77.0205 | 80.1812 | 82.5866 |  | 82.5866 | 70.7918 | 72.9156 |  | 72.9156
2033-11-01 | 92.6644 | 95.4444 | 8.6221 | 104.0665 | 78.7928 | 81.1566 | 4.1049 | 85.2615 | 92.6644 | 95.4444 |  | 95.4444 | 78.7928 | 81.1566 |  | 81.1566
2033-12-01 | 133.4597 | 137.4635 | 8.6221 | 146.0856 | 103.2434 | 106.3407 | 4.1049 | 110.4456 | 133.4597 | 137.4635 |  | 137.4635 | 103.2434 | 106.3407 |  | 106.3407
2034-01-01 | 185.3119 | 190.8713 | 8.7083 | 199.5796 | 129.6921 | 133.5828 | 4.1459 | 137.7288 | 185.3119 | 190.8713 |  | 190.8713 | 129.6921 | 133.5828 |  | 133.5828
2034-02-01 | 138.361 | 142.5118 | 8.7083 | 151.2202 | 116.6506 | 120.1501 | 4.1459 | 124.2961 | 138.361 | 142.5118 |  | 142.5118 | 116.6506 | 120.1501 |  | 120.1501
2034-03-01 | 96.6749 | 99.5752 | 8.7083 | 108.2835 | 80.5027 | 82.9178 | 4.1459 | 87.0638 | 96.6749 | 99.5752 |  | 99.5752 | 80.5027 | 82.9178 |  | 82.9178
2034-04-01 | 90.1441 | 92.8485 | 8.7083 | 101.5568 | 72.088 | 74.2506 | 4.1459 | 78.3965 | 90.1441 | 92.8485 |  | 92.8485 | 72.088 | 74.2506 |  | 74.2506
2034-05-01 | 101.499 | 104.5439 | 8.7083 | 113.2523 | 73.8789 | 76.0953 | 4.1459 | 80.2412 | 101.499 | 104.5439 |  | 104.5439 | 73.8789 | 76.0953 |  | 76.0953
2034-06-01 | 105.8933 | 109.0701 | 8.7083 | 117.7784 | 76.1111 | 78.3945 | 4.1459 | 82.5404 | 105.8933 | 109.0701 |  | 109.0701 | 76.1111 | 78.3945 |  | 78.3945
2034-07-01 | 126.5795 | 130.3769 | 8.7083 | 139.0852 | 80.9888 | 83.4185 | 4.1459 | 87.5644 | 126.5795 | 130.3769 |  | 130.3769 | 80.9888 | 83.4185 |  | 83.4185
2034-08-01 | 101.7374 | 104.7895 | 8.7083 | 113.4978 | 79.4779 | 81.8622 | 4.1459 | 86.0082 | 101.7374 | 104.7895 |  | 104.7895 | 79.4779 | 81.8622 |  | 81.8622
2034-09-01 | 85.6904 | 88.2612 | 8.7083 | 96.9695 | 75.5002 | 77.7652 | 4.1459 | 81.9111 | 85.6904 | 88.2612 |  | 88.2612 | 75.5002 | 77.7652 |  | 77.7652
2034-10-01 | 81.7848 | 84.2384 | 8.7083 | 92.9467 | 72.2077 | 74.3739 | 4.1459 | 78.5198 | 81.7848 | 84.2384 |  | 84.2384 | 72.2077 | 74.3739 |  | 74.3739
2034-11-01 | 94.5177 | 97.3533 | 8.7083 | 106.0616 | 80.3687 | 82.7797 | 4.1459 | 86.9257 | 94.5177 | 97.3533 |  | 97.3533 | 80.3687 | 82.7797 |  | 82.7797
2034-12-01 | 136.1289 | 140.2127 | 8.7083 | 148.9211 | 105.3082 | 108.4675 | 4.1459 | 112.6134 | 136.1289 | 140.2127 |  | 140.2127 | 105.3082 | 108.4675 |  | 108.4675
2035-01-01 | 189.0182 | 194.6887 | 8.7954 | 203.4842 | 132.2859 | 136.2545 | 4.1874 | 140.4419 | 189.0182 | 194.6887 |  | 194.6887 | 132.2859 | 136.2545 |  | 136.2545
2035-02-01 | 141.1282 | 145.3621 | 8.7954 | 154.1575 | 118.9836 | 122.5531 | 4.1874 | 126.7405 | 141.1282 | 145.3621 |  | 145.3621 | 118.9836 | 122.5531 |  | 122.5531
2035-03-01 | 98.6084 | 101.5667 | 8.7954 | 110.3621 | 82.1128 | 84.5762 | 4.1874 | 88.7636 | 98.6084 | 101.5667 |  | 101.5667 | 82.1128 | 84.5762 |  | 84.5762
2035-04-01 | 91.947 | 94.7054 | 8.7954 | 103.5009 | 73.5297 | 75.7356 | 4.1874 | 79.923 | 91.947 | 94.7054 |  | 94.7054 | 73.5297 | 75.7356 |  | 75.7356
2035-05-01 | 103.529 | 106.6348 | 8.7954 | 115.4303 | 75.3565 | 77.6172 | 4.1874 | 81.8046 | 103.529 | 106.6348 |  | 106.6348 | 75.3565 | 77.6172 |  | 77.6172
2035-06-01 | 108.0111 | 111.2515 | 8.7954 | 120.0469 | 77.6333 | 79.9623 | 4.1874 | 84.1497 | 108.0111 | 111.2515 |  | 111.2515 | 77.6333 | 79.9623 |  | 79.9623
2035-07-01 | 129.1111 | 132.9844 | 8.7954 | 141.7799 | 82.6086 | 85.0869 | 4.1874 | 89.2743 | 129.1111 | 132.9844 |  | 132.9844 | 82.6086 | 85.0869 |  | 85.0869
2035-08-01 | 103.7721 | 106.8853 | 8.7954 | 115.6807 | 81.0674 | 83.4995 | 4.1874 | 87.6869 | 103.7721 | 106.8853 |  | 106.8853 | 81.0674 | 83.4995 |  | 83.4995
2035-09-01 | 87.4043 | 90.0264 | 8.7954 | 98.8218 | 77.0102 | 79.3205 | 4.1874 | 83.5079 | 87.4043 | 90.0264 |  | 90.0264 | 77.0102 | 79.3205 |  | 79.3205
2035-10-01 | 83.4205 | 85.9231 | 8.7954 | 94.7186 | 73.6518 | 75.8614 | 4.1874 | 80.0488 | 83.4205 | 85.9231 |  | 85.9231 | 73.6518 | 75.8614 |  | 75.8614
2035-11-01 | 96.4081 | 99.3003 | 8.7954 | 108.0958 | 81.9761 | 84.4353 | 4.1874 | 88.6227 | 96.4081 | 99.3003 |  | 99.3003 | 81.9761 | 84.4353 |  | 84.4353
2035-12-01 | 138.8514 | 143.017 | 8.7954 | 151.8124 | 107.4144 | 110.6368 | 4.1874 | 114.8242 | 138.8514 | 143.017 |  | 143.017 | 107.4144 | 110.6368 |  | 110.6368
2036-01-01 | 192.7985 | 198.5825 | 8.8834 | 207.4659 | 134.9316 | 138.9796 | 4.2293 | 143.2088 | 192.7985 | 198.5825 |  | 198.5825 | 134.9316 | 138.9796 |  | 138.9796
2036-02-01 | 143.9508 | 148.2693 | 8.8834 | 157.1527 | 121.3633 | 125.0042 | 4.2293 | 129.2335 | 143.9508 | 148.2693 |  | 148.2693 | 121.3633 | 125.0042 |  | 125.0042
2036-03-01 | 100.5806 | 103.598 | 8.8834 | 112.4814 | 83.755 | 86.2677 | 4.2293 | 90.497 | 100.5806 | 103.598 |  | 103.598 | 83.755 | 86.2677 |  | 86.2677
2036-04-01 | 93.786 | 96.5995 | 8.8834 | 105.4829 | 75.0003 | 77.2503 | 4.2293 | 81.4796 | 93.786 | 96.5995 |  | 96.5995 | 75.0003 | 77.2503 |  | 77.2503
2036-05-01 | 105.5995 | 108.7675 | 8.8834 | 117.6509 | 76.8636 | 79.1696 | 4.2293 | 83.3988 | 105.5995 | 108.7675 |  | 108.7675 | 76.8636 | 79.1696 |  | 79.1696
2036-06-01 | 110.1713 | 113.4765 | 8.8834 | 122.3599 | 79.186 | 81.5616 | 4.2293 | 85.7909 | 110.1713 | 113.4765 |  | 113.4765 | 79.186 | 81.5616 |  | 81.5616
2036-07-01 | 131.6933 | 135.6441 | 8.8834 | 144.5275 | 84.2608 | 86.7886 | 4.2293 | 91.0179 | 131.6933 | 135.6441 |  | 135.6441 | 84.2608 | 86.7886 |  | 86.7886
2036-08-01 | 105.8475 | 109.023 | 8.8834 | 117.9064 | 82.6888 | 85.1694 | 4.2293 | 89.3987 | 105.8475 | 109.023 |  | 109.023 | 82.6888 | 85.1694 |  | 85.1694
2036-09-01 | 89.1523 | 91.8269 | 8.8834 | 100.7103 | 78.5504 | 80.9069 | 4.2293 | 85.1361 | 89.1523 | 91.8269 |  | 91.8269 | 78.5504 | 80.9069 |  | 80.9069
2036-10-01 | 85.0889 | 87.6416 | 8.8834 | 96.525 | 75.1248 | 77.3786 | 4.2293 | 81.6079 | 85.0889 | 87.6416 |  | 87.6416 | 75.1248 | 77.3786 |  | 77.3786
2036-11-01 | 98.3363 | 101.2863 | 8.8834 | 110.1697 | 83.6156 | 86.1241 | 4.2293 | 90.3533 | 98.3363 | 101.2863 |  | 101.2863 | 83.6156 | 86.1241 |  | 86.1241
2036-12-01 | 141.6285 | 145.8773 | 8.8834 | 154.7607 | 109.5627 | 112.8496 | 4.2293 | 117.0788 | 141.6285 | 145.8773 |  | 145.8773 | 109.5627 | 112.8496 |  | 112.8496
2037-01-01 | 196.6545 | 202.5542 | 8.9722 | 211.5264 | 137.6302 | 141.7592 | 4.2716 | 146.0307 | 196.6545 | 202.5542 |  | 202.5542 | 137.6302 | 141.7592 |  | 141.7592
2037-02-01 | 146.8298 | 151.2347 | 8.9722 | 160.2069 | 123.7906 | 127.5043 | 4.2716 | 131.7758 | 146.8298 | 151.2347 |  | 151.2347 | 123.7906 | 127.5043 |  | 127.5043
2037-03-01 | 102.5922 | 105.67 | 8.9722 | 114.6422 | 85.4301 | 87.993 | 4.2716 | 92.2646 | 102.5922 | 105.67 |  | 105.67 | 85.4301 | 87.993 |  | 87.993
2037-04-01 | 95.6617 | 98.5315 | 8.9722 | 107.5037 | 76.5003 | 78.7953 | 4.2716 | 83.0669 | 95.6617 | 98.5315 |  | 98.5315 | 76.5003 | 78.7953 |  | 78.7953
2037-05-01 | 107.7115 | 110.9429 | 8.9722 | 119.9151 | 78.4009 | 80.7529 | 4.2716 | 85.0245 | 107.7115 | 110.9429 |  | 110.9429 | 78.4009 | 80.7529 |  | 80.7529
2037-06-01 | 112.3748 | 115.746 | 8.9722 | 124.7182 | 80.7697 | 83.1928 | 4.2716 | 87.4644 | 112.3748 | 115.746 |  | 115.746 | 80.7697 | 83.1928 |  | 83.1928
2037-07-01 | 134.3272 | 138.357 | 8.9722 | 147.3292 | 85.946 | 88.5244 | 4.2716 | 92.7959 | 134.3272 | 138.357 |  | 138.357 | 85.946 | 88.5244 |  | 88.5244
2037-08-01 | 107.9645 | 111.2034 | 8.9722 | 120.1756 | 84.3426 | 86.8728 | 4.2716 | 91.1444 | 107.9645 | 111.2034 |  | 111.2034 | 84.3426 | 86.8728 |  | 86.8728
2037-09-01 | 90.9354 | 93.6635 | 8.9722 | 102.6357 | 80.1214 | 82.525 | 4.2716 | 86.7966 | 90.9354 | 93.6635 |  | 93.6635 | 80.1214 | 82.525 |  | 82.525
2037-10-01 | 86.7907 | 89.3944 | 8.9722 | 98.3667 | 76.6273 | 78.9262 | 4.2716 | 83.1977 | 86.7907 | 89.3944 |  | 89.3944 | 76.6273 | 78.9262 |  | 78.9262
2037-11-01 | 100.303 | 103.3121 | 8.9722 | 112.2843 | 85.2879 | 87.8465 | 4.2716 | 92.1181 | 100.303 | 103.3121 |  | 103.3121 | 85.2879 | 87.8465 |  | 87.8465
2037-12-01 | 144.461 | 148.7949 | 8.9722 | 157.7671 | 111.7539 | 115.1066 | 4.2716 | 119.3781 | 144.461 | 148.7949 |  | 148.7949 | 111.7539 | 115.1066 |  | 115.1066
2038-01-01 | 200.5876 | 206.6052 | 9.0619 | 215.6672 | 140.3828 | 144.5943 | 4.3143 | 148.9086 | 200.5876 | 206.6052 |  | 206.6052 | 140.3828 | 144.5943 |  | 144.5943
2038-02-01 | 149.7664 | 154.2594 | 9.0619 | 163.3213 | 126.2664 | 130.0544 | 4.3143 | 134.3686 | 149.7664 | 154.2594 |  | 154.2594 | 126.2664 | 130.0544 |  | 130.0544
2038-03-01 | 104.6441 | 107.7834 | 9.0619 | 116.8453 | 87.1387 | 89.7529 | 4.3143 | 94.0672 | 104.6441 | 107.7834 |  | 107.7834 | 87.1387 | 89.7529 |  | 89.7529
2038-04-01 | 97.5749 | 100.5022 | 9.0619 | 109.5641 | 78.0303 | 80.3712 | 4.3143 | 84.6855 | 97.5749 | 100.5022 |  | 100.5022 | 78.0303 | 80.3712 |  | 80.3712
2038-05-01 | 109.8658 | 113.1617 | 9.0619 | 122.2237 | 79.9689 | 82.368 | 4.3143 | 86.6823 | 109.8658 | 113.1617 |  | 113.1617 | 79.9689 | 82.368 |  | 82.368
2038-06-01 | 114.6223 | 118.0609 | 9.0619 | 127.1229 | 82.3851 | 84.8567 | 4.3143 | 89.171 | 114.6223 | 118.0609 |  | 118.0609 | 82.3851 | 84.8567 |  | 84.8567
2038-07-01 | 137.0137 | 141.1241 | 9.0619 | 150.1861 | 87.6649 | 90.2949 | 4.3143 | 94.6091 | 137.0137 | 141.1241 |  | 141.1241 | 87.6649 | 90.2949 |  | 90.2949
2038-08-01 | 110.1238 | 113.4275 | 9.0619 | 122.4894 | 86.0294 | 88.6103 | 4.3143 | 92.9246 | 110.1238 | 113.4275 |  | 113.4275 | 86.0294 | 88.6103 |  | 88.6103
2038-09-01 | 92.7541 | 95.5367 | 9.0619 | 104.5987 | 81.7238 | 84.1755 | 4.3143 | 88.4898 | 92.7541 | 95.5367 |  | 95.5367 | 81.7238 | 84.1755 |  | 84.1755
2038-10-01 | 88.5265 | 91.1823 | 9.0619 | 100.2443 | 78.1599 | 80.5047 | 4.3143 | 84.819 | 88.5265 | 91.1823 |  | 91.1823 | 78.1599 | 80.5047 |  | 80.5047
2038-11-01 | 102.309 | 105.3783 | 9.0619 | 114.4402 | 86.9937 | 89.6035 | 4.3143 | 93.9177 | 102.309 | 105.3783 |  | 105.3783 | 86.9937 | 89.6035 |  | 89.6035
2038-12-01 | 147.3503 | 151.7708 | 9.0619 | 160.8327 | 113.989 | 117.4087 | 4.3143 | 121.723 | 147.3503 | 151.7708 |  | 151.7708 | 113.989 | 117.4087 |  | 117.4087
2039-01-01 | 204.5994 | 210.7373 | 9.1526 | 219.8899 | 143.1905 | 147.4862 | 4.3574 | 151.8436 | 204.5994 | 210.7373 |  | 210.7373 | 143.1905 | 147.4862 |  | 147.4862
2039-02-01 | 152.7617 | 157.3446 | 9.1526 | 166.4972 | 128.7917 | 132.6555 | 4.3574 | 137.0129 | 152.7617 | 157.3446 |  | 157.3446 | 128.7917 | 132.6555 |  | 132.6555
2039-03-01 | 106.7369 | 109.939 | 9.1526 | 119.0916 | 88.8815 | 91.548 | 4.3574 | 95.9054 | 106.7369 | 109.939 |  | 109.939 | 88.8815 | 91.548 |  | 91.548
2039-04-01 | 99.5264 | 102.5122 | 9.1526 | 111.6648 | 79.5909 | 81.9787 | 4.3574 | 86.3361 | 99.5264 | 102.5122 |  | 102.5122 | 79.5909 | 81.9787 |  | 81.9787
2039-05-01 | 112.0631 | 115.425 | 9.1526 | 124.5775 | 81.5683 | 84.0154 | 4.3574 | 88.3728 | 112.0631 | 115.425 |  | 115.425 | 81.5683 | 84.0154 |  | 84.0154
2039-06-01 | 116.9147 | 120.4221 | 9.1526 | 129.5747 | 84.0328 | 86.5538 | 4.3574 | 90.9112 | 116.9147 | 120.4221 |  | 120.4221 | 84.0328 | 86.5538 |  | 86.5538
2039-07-01 | 139.754 | 143.9466 | 9.1526 | 153.0992 | 89.4182 | 92.1008 | 4.3574 | 96.4582 | 139.754 | 143.9466 |  | 143.9466 | 89.4182 | 92.1008 |  | 92.1008
2039-08-01 | 112.3263 | 115.696 | 9.1526 | 124.8486 | 87.75 | 90.3825 | 4.3574 | 94.7399 | 112.3263 | 115.696 |  | 115.696 | 87.75 | 90.3825 |  | 90.3825
2039-09-01 | 94.6092 | 97.4475 | 9.1526 | 106.6 | 83.3583 | 85.859 | 4.3574 | 90.2164 | 94.6092 | 97.4475 |  | 97.4475 | 83.3583 | 85.859 |  | 85.859
2039-10-01 | 90.2971 | 93.006 | 9.1526 | 102.1585 | 79.7231 | 82.1148 | 4.3574 | 86.4722 | 90.2971 | 93.006 |  | 93.006 | 79.7231 | 82.1148 |  | 82.1148
2039-11-01 | 104.3552 | 107.4859 | 9.1526 | 116.6384 | 88.7335 | 91.3955 | 4.3574 | 95.753 | 104.3552 | 107.4859 |  | 107.4859 | 88.7335 | 91.3955 |  | 91.3955
2039-12-01 | 150.2973 | 154.8062 | 9.1526 | 163.9587 | 116.2688 | 119.7569 | 4.3574 | 124.1143 | 150.2973 | 154.8062 |  | 154.8062 | 116.2688 | 119.7569 |  | 119.7569
2040-01-01 | 208.6913 | 214.9521 | 9.2441 | 224.1962 | 146.0543 | 150.4359 | 4.401 | 154.8369 | 208.6913 | 214.9521 |  | 214.9521 | 146.0543 | 150.4359 |  | 150.4359
2040-02-01 | 155.817 | 160.4915 | 9.2441 | 169.7356 | 131.3675 | 135.3086 | 4.401 | 139.7096 | 155.817 | 160.4915 |  | 160.4915 | 131.3675 | 135.3086 |  | 135.3086
2040-03-01 | 108.8717 | 112.1378 | 9.2441 | 121.3819 | 90.6591 | 93.3789 | 4.401 | 97.7799 | 108.8717 | 112.1378 |  | 112.1378 | 90.6591 | 93.3789 |  | 93.3789
2040-04-01 | 101.5169 | 104.5624 | 9.2441 | 113.8065 | 81.1827 | 83.6182 | 4.401 | 88.0192 | 101.5169 | 104.5624 |  | 104.5624 | 81.1827 | 83.6182 |  | 83.6182
2040-05-01 | 114.3043 | 117.7335 | 9.2441 | 126.9775 | 83.1997 | 85.6957 | 4.401 | 90.0967 | 114.3043 | 117.7335 |  | 117.7335 | 83.1997 | 85.6957 |  | 85.6957
2040-06-01 | 119.253 | 122.8306 | 9.2441 | 132.0747 | 85.7135 | 88.2849 | 4.401 | 92.6859 | 119.253 | 122.8306 |  | 122.8306 | 85.7135 | 88.2849 |  | 88.2849
2040-07-01 | 142.5491 | 146.8256 | 9.2441 | 156.0696 | 91.2066 | 93.9428 | 4.401 | 98.3438 | 142.5491 | 146.8256 |  | 146.8256 | 91.2066 | 93.9428 |  | 93.9428
2040-08-01 | 114.5728 | 118.01 | 9.2441 | 127.2541 | 89.505 | 92.1902 | 4.401 | 96.5912 | 114.5728 | 118.01 |  | 118.01 | 89.505 | 92.1902 |  | 92.1902
2040-09-01 | 96.5014 | 99.3964 | 9.2441 | 108.6405 | 85.0254 | 87.5762 | 4.401 | 91.9772 | 96.5014 | 99.3964 |  | 99.3964 | 85.0254 | 87.5762 |  | 87.5762
2040-10-01 | 92.103 | 94.8661 | 9.2441 | 104.1102 | 81.3176 | 83.7571 | 4.401 | 88.1581 | 92.103 | 94.8661 |  | 94.8661 | 81.3176 | 83.7571 |  | 83.7571
2040-11-01 | 106.4423 | 109.6356 | 9.2441 | 118.8797 | 90.5082 | 93.2234 | 4.401 | 97.6244 | 106.4423 | 109.6356 |  | 109.6356 | 90.5082 | 93.2234 |  | 93.2234
2040-12-01 | 153.3032 | 157.9023 | 9.2441 | 167.1464 | 118.5942 | 122.152 | 4.401 | 126.553 | 153.3032 | 157.9023 |  | 157.9023 | 118.5942 | 122.152 |  | 122.152
NB Transmission Charges:
Schedule 1 | Scheduling, System Control and Dispatch Service | [15 empty] | x
| On Peak Hourly |  | 0.5 | per MW of Reserved Capacity per Hour | [12 empty] | x
| Off Peak Hourly |  | 0.24 | per MW of Reserved Capacity per Hour | [12 empty] | x
Schedule 2 | Reactive Supply and Voltage Control fro generation Source Services | [15 empty] | x
| On Peak Hourly |  | 0.43 | per MW of Reserved Capacity per Hour | [12 empty] | x
| Off Peak Hourly |  | 0.21 | per MW of Reserved Capacity per Hour | [12 empty] | x
Schedule 7 & 8 | Non-Firm Point-to-Point Transmission Service | [15 empty] | x
| On Peak Daily |  | 97.06 | of Reserved Capacity per day
| Off Peak Daily |  | 69.14 | of Reserved Capacity per day
| On Peak Hourly |  | 6.0663 | of Reserved Capacity per hour
| Off Peak Hourly |  | 2.8808 | of Reserved Capacity per hour
Schedule 1 + 2 + 7/8: | Total Charges
| On Peak |  | 6.9962 | per MWh
| Off Peak |  | 3.3308 | per MWh
| Losses |  | 3.3%
| Year of estimates |  | 2012
| Annual escalation |  | 1%
| COD |  | 2017
Foreign Exchange Assumptions
ForEx | 1.03