## Inputs
Inputs for Rate Base Model
| Total Capital Cost, including AFUDC (2015 $000) | 442
| Contingency | 50%
| Year of Estimate | 2015
| % Equity | 40%
| % Debt | 60%
| ROE | 10%
| Interest Cost | 5%
Inputs for Firm Purchase Revenue Requirement
| Firm Capacity Associated with Firm Purchase (MW) | 165
| Days of Energy Delivery | 365
| Hours per Day | 16
| On Peak days per week | 5
| Off peak days per week | 2
| Total Energy Purchased | 963600
| Total On Peak Energy Purchased | 688285.7143
| Total Off Peak Energy Purchased | 275314.2857
| Losses to Delivery Point | 3.3%
| Total New Transmission Reservation | 500
| New NB Tariff Tranmssion Service | 38.2568
| Year | 2015
| Escalator | 1.008%
| New NB Tariff Ancillary Services | 5.1126
| Year | 2015
| Escalator | 0.99%
Inputs for Numbers to V
| % of First year sale | 25%

## Rate Base Model
Other Import Option - 500MW Firm Capital Recovery Portion
|  | 1 | 2 | 3 | 4 | 5 | 6 | 7 | 8 | 9 | 10 | 11 | 12 | 13 | 14 | 15 | 16 | 17 | 18 | 19 | 20 | 21 | 22 | 23 | 24 | 25 | 26 | 27 | 28 | 29 | 30 | 31 | 32 | 33 | 34 | 35 | 36 | 37 | 38 | 39 | 40 | 41 | 42 | 43 | 44 | 45 | 46
|  | 2017 | 2018 | 2019 | 2020 | 2021 | 2022 | 2023 | 2024 | 2025 | 2026 | 2027 | 2028 | 2029 | 2030 | 2031 | 2032 | 2033 | 2034 | 2035 | 2036 | 2037 | 2038 | 2039 | 2040 | 2041 | 2042 | 2043 | 2044 | 2045 | 2046 | 2047 | 2048 | 2049 | 2050 | 2051 | 2052 | 2053 | 2054 | 2055 | 2056 | 2057 | 2058 | 2059 | 2060 | 2061 | 2062
Plant Associated Cost Assumptions |  | 1 2017: 50%
Total Capital Cost, including AFUDC (2015 $000) WITH Contingency |  | 1 2017: 663; 2 2018: 663; 3 2019: 0
Total Capital Cost, including AFUDC (2017 $000) WITH Contingency |  | 1 2017: 676.3263
Useful Economic Life/Depreciation Period (yrs.) |  | 45 | 45 | 45 | 45 | 45 | 45 | 45 | 45 | 45 | 45 | 45 | 45 | 45 | 45 | 45 | 45 | 45 | 45 | 45 | 45 | 45 | 45 | 45 | 45 | 45 | 45 | 45 | 45 | 45 | 45 | 45 | 45 | 45 | 45 | 45 | 45 | 45 | 45 | 45 | 45 | 45 | 45 | 45 | 45 | 45 | 45
% of Year's Sales applicable to Revenue Requirement |  | 25% | 100% | 100% | 100% | 100% | 100% | 100% | 100% | 100% | 100% | 100% | 100% | 100% | 100% | 100% | 100% | 100% | 100% | 100% | 100% | 100% | 100% | 100% | 100% | 100% | 100% | 100% | 100% | 100% | 100% | 100% | 100% | 100% | 100% | 100% | 100% | 100% | 100% | 100% | 100% | 100% | 100% | 100% | 100% | 100% | 75%
Economic Assumptions
Inflation | bar: 1 2017 to 46 2062
Escalation of Capital | bar: 1 2017 to 46 2062
Escalation of Fuel Costs | bar: 1 2017 to 46 2062
Finance Assumptions
% Equity |  | 40% | 40% | 40% | 40% | 40% | 40% | 40% | 40% | 40% | 40% | 40% | 40% | 40% | 40% | 40% | 40% | 40% | 40% | 40% | 40% | 40% | 40% | 40% | 40% | 40% | 40% | 40% | 40% | 40% | 40% | 40% | 40% | 40% | 40% | 40% | 40% | 40% | 40% | 40% | 40% | 40% | 40% | 40% | 40% | 40% | 40%
% Debt |  | 60% | 60% | 60% | 60% | 60% | 60% | 60% | 60% | 60% | 60% | 60% | 60% | 60% | 60% | 60% | 60% | 60% | 60% | 60% | 60% | 60% | 60% | 60% | 60% | 60% | 60% | 60% | 60% | 60% | 60% | 60% | 60% | 60% | 60% | 60% | 60% | 60% | 60% | 60% | 60% | 60% | 60% | 60% | 60% | 60% | 60%
ROE |  | 10% | 10% | 10% | 10% | 10% | 10% | 10% | 10% | 10% | 10% | 10% | 10% | 10% | 10% | 10% | 10% | 10% | 10% | 10% | 10% | 10% | 10% | 10% | 10% | 10% | 10% | 10% | 10% | 10% | 10% | 10% | 10% | 10% | 10% | 10% | 10% | 10% | 10% | 10% | 10% | 10% | 10% | 10% | 10% | 10% | 10%
Interest Cost | bar: 1 2017 to 46 2062
Tax Assumptions
Tax Rate |  | 31% | 31% | 31% | 31% | 31% | 31% | 31% | 31% | 31% | 31% | 31% | 31% | 31% | 31% | 31% | 31% | 31% | 31% | 31% | 31% | 31% | 31% | 31% | 31% | 31% | 31% | 31% | 31% | 31% | 31% | 31% | 31% | 31% | 31% | 31% | 31% | 31% | 31% | 31% | 31% | 31% | 31% | 31% | 31% | 31% | 31%
CCA Rate's
Rate 1 | bar: 1 2017 to 46 2062
% of Capital |  | 100% | 100% | 100% | 100% | 100% | 100% | 100% | 100% | 100% | 100% | 100% | 100% | 100% | 100% | 100% | 100% | 100% | 100% | 100% | 100% | 100% | 100% | 100% | 100% | 100% | 100% | 100% | 100% | 100% | 100% | 100% | 100% | 100% | 100% | 100% | 100% | 100% | 100% | 100% | 100% | 100% | 100% | 100% | 100% | 100% | 100%
Rate 2 | bar: 1 2017 to 46 2062
% of Capital | bar: 1 2017 to 46 2062
Rate 3 | bar: 1 2017 to 46 2062
% of Capital | bar: 1 2017 to 46 2062
Weighted Average CCA Rate | bar: 1 2017 to 46 2062
COD |  | 2017 | 2017 | 2017 | 2017 | 2017 | 2017 | 2017 | 2017 | 2017 | 2017 | 2017 | 2017 | 2017 | 2017 | 2017 | 2017 | 2017 | 2017 | 2017 | 2017 | 2017 | 2017 | 2017 | 2017 | 2017 | 2017 | 2017 | 2017 | 2017 | 2017 | 2017 | 2017 | 2017 | 2017 | 2017 | 2017 | 2017 | 2017 | 2017 | 2017 | 2017 | 2017 | 2017 | 2017 | 2017 | 2017
Revenue Requirement |  | 1 | 2 | 3 | 4 | 5 | 6 | 7 | 8 | 9 | 10 | 11 | 12 | 13 | 14 | 15 | 16 | 17 | 18 | 19 | 20 | 21 | 22 | 23 | 24 | 25 | 26 | 27 | 28 | 29 | 30 | 31 | 32 | 33 | 34 | 35 | 36 | 37 | 38 | 39 | 40 | 41 | 42 | 43 | 44 | 45 | 46
|  | 2017 | 2018 | 2019 | 2020 | 2021 | 2022 | 2023 | 2024 | 2025 | 2026 | 2027 | 2028 | 2029 | 2030 | 2031 | 2032 | 2033 | 2034 | 2035 | 2036 | 2037 | 2038 | 2039 | 2040 | 2041 | 2042 | 2043 | 2044 | 2045 | 2046 | 2047 | 2048 | 2049 | 2050 | 2051 | 2052 | 2053 | 2054 | 2055 | 2056 | 2057 | 2058 | 2059 | 2060 | 2061 | 2062
Depreciation |  | 3.7574 | 15.0295 | 15.0295 | 15.0295 | 15.0295 | 15.0295 | 15.0295 | 15.0295 | 15.0295 | 15.0295 | 15.0295 | 15.0295 | 15.0295 | 15.0295 | 15.0295 | 15.0295 | 15.0295 | 15.0295 | 15.0295 | 15.0295 | 15.0295 | 15.0295 | 15.0295 | 15.0295 | 15.0295 | 15.0295 | 15.0295 | 15.0295 | 15.0295 | 15.0295 | 15.0295 | 15.0295 | 15.0295 | 15.0295 | 15.0295 | 15.0295 | 15.0295 | 15.0295 | 15.0295 | 15.0295 | 15.0295 | 15.0295 | 15.0295 | 15.0295 | 15.0295 | 11.2721
Interest Cost |  | 5.0584 | 19.9516 | 19.5007 | 19.0499 | 18.599 | 18.1481 | 17.6972 | 17.2463 | 16.7954 | 16.3446 | 15.8937 | 15.4428 | 14.9919 | 14.541 | 14.0901 | 13.6392 | 13.1884 | 12.7375 | 12.2866 | 11.8357 | 11.3848 | 10.9339 | 10.4831 | 10.0322 | 9.5813 | 9.1304 | 8.6795 | 8.2286 | 7.7778 | 7.3269 | 6.876 | 6.4251 | 5.9742 | 5.5233 | 5.0724 | 4.6216 | 4.1707 | 3.7198 | 3.2689 | 2.818 | 2.3671 | 1.9163 | 1.4654 | 1.0145 | 0.61997 | 0.33816
ROE |  | 6.7445 | 26.6022 | 26.001 | 25.3998 | 24.7986 | 24.1975 | 23.5963 | 22.9951 | 22.3939 | 21.7927 | 21.1916 | 20.5904 | 19.9892 | 19.388 | 18.7868 | 18.1857 | 17.5845 | 16.9833 | 16.3821 | 15.7809 | 15.1798 | 14.5786 | 13.9774 | 13.3762 | 12.7751 | 12.1739 | 11.5727 | 10.9715 | 10.3703 | 9.7692 | 9.168 | 8.5668 | 7.9656 | 7.3644 | 6.7633 | 6.1621 | 5.5609 | 4.9597 | 4.3585 | 3.7574 | 3.1562 | 2.555 | 1.9538 | 1.3527 | 0.82662 | 0.45088
Taxes |  | -7.436 | -4.6321 | -3.0353 | -1.5879 | -0.27783 | 0.9058 | 1.9731 | 2.9335 | 3.7954 | 4.5667 | 5.2548 | 5.8661 | 6.407 | 6.883 | 7.2993 | 7.6607 | 7.9716 | 8.2359 | 8.4576 | 8.6399 | 8.786 | 8.8988 | 8.981 | 9.035 | 9.063 | 9.0672 | 9.0495 | 9.0116 | 8.9551 | 8.8815 | 8.7922 | 8.6884 | 8.5714 | 8.4421 | 8.3015 | 8.1505 | 7.9901 | 7.8208 | 7.6435 | 7.4588 | 7.2672 | 7.0694 | 6.8658 | 6.6568 | 6.4767 | 4.6716
Total Revenue Requirement |  | 8.1242 | 56.9511 | 57.4959 | 57.8913 | 58.1492 | 58.2808 | 58.2961 | 58.2044 | 58.0142 | 57.7335 | 57.3695 | 56.9288 | 56.4176 | 55.8415 | 55.2057 | 54.5151 | 53.7739 | 52.9862 | 52.1558 | 51.286 | 50.38 | 49.4408 | 48.4709 | 47.4728 | 46.4488 | 45.401 | 44.3312 | 43.2412 | 42.1327 | 41.007 | 39.8656 | 38.7098 | 37.5407 | 36.3593 | 35.1667 | 33.9637 | 32.7511 | 31.5298 | 30.3005 | 29.0637 | 27.82 | 26.5701 | 25.3144 | 24.0534 | 22.9528 | 16.7328
NPV of Revenue Requirement |  | 1 | 2 | 3 | 4 | 5 | 6 | 7 | 8 | 9 | 10 | 11 | 12 | 13 | 14 | 15 | 16 | 17 | 18 | 19 | 20 | 21 | 22 | 23 | 24 | 25 | 26 | 27 | 28 | 29 | 30 | 31 | 32 | 33 | 34 | 35 | 36 | 37 | 38 | 39 | 40 | 41 | 42 | 43 | 44 | 45 | 46
Depreciation | 6.56% | 1: 205.3986
Interest Cost | 6.56% | 1: 197.7492
ROE | 6.56% | 1: 263.6656
Taxes | 6.56% | 1: 49.158
Total Revenue Requirement | 6.56% | 1: 715.9715; 2: 4.7731
Rate Base |  | 1 | 2 | 3 | 4 | 5 | 6 | 7 | 8 | 9 | 10 | 11 | 12 | 13 | 14 | 15 | 16 | 17 | 18 | 19 | 20 | 21 | 22 | 23 | 24 | 25 | 26 | 27 | 28 | 29 | 30 | 31 | 32 | 33 | 34 | 35 | 36 | 37 | 38 | 39 | 40 | 41 | 42 | 43 | 44 | 45 | 46
|  | 2017 | 2018 | 2019 | 2020 | 2021 | 2022 | 2023 | 2024 | 2025 | 2026 | 2027 | 2028 | 2029 | 2030 | 2031 | 2032 | 2033 | 2034 | 2035 | 2036 | 2037 | 2038 | 2039 | 2040 | 2041 | 2042 | 2043 | 2044 | 2045 | 2046 | 2047 | 2048 | 2049 | 2050 | 2051 | 2052 | 2053 | 2054 | 2055 | 2056 | 2057 | 2058 | 2059 | 2060 | 2061 | 2062
Opening |  | 676.3263 | 672.5689 | 657.5395 | 642.51 | 627.4805 | 612.451 | 597.4216 | 582.3921 | 567.3626 | 552.3331 | 537.3037 | 522.2742 | 507.2447 | 492.2153 | 477.1858 | 462.1563 | 447.1268 | 432.0974 | 417.0679 | 402.0384 | 387.0089 | 371.9795 | 356.95 | 341.9205 | 326.891 | 311.8616 | 296.8321 | 281.8026 | 266.7732 | 251.7437 | 236.7142 | 221.6847 | 206.6553 | 191.6258 | 176.5963 | 161.5668 | 146.5374 | 131.5079 | 116.4784 | 101.4489 | 86.4195 | 71.39 | 56.3605 | 41.3311 | 26.3016 | 15.0295
Annual Depreciation | 661.2968 | 3.7574 | 15.0295 | 15.0295 | 15.0295 | 15.0295 | 15.0295 | 15.0295 | 15.0295 | 15.0295 | 15.0295 | 15.0295 | 15.0295 | 15.0295 | 15.0295 | 15.0295 | 15.0295 | 15.0295 | 15.0295 | 15.0295 | 15.0295 | 15.0295 | 15.0295 | 15.0295 | 15.0295 | 15.0295 | 15.0295 | 15.0295 | 15.0295 | 15.0295 | 15.0295 | 15.0295 | 15.0295 | 15.0295 | 15.0295 | 15.0295 | 15.0295 | 15.0295 | 15.0295 | 15.0295 | 15.0295 | 15.0295 | 15.0295 | 15.0295 | 15.0295 | 11.2721 | 0
Closing | 676.3263 | 672.5689 | 657.5395 | 642.51 | 627.4805 | 612.451 | 597.4216 | 582.3921 | 567.3626 | 552.3331 | 537.3037 | 522.2742 | 507.2447 | 492.2153 | 477.1858 | 462.1563 | 447.1268 | 432.0974 | 417.0679 | 402.0384 | 387.0089 | 371.9795 | 356.95 | 341.9205 | 326.891 | 311.8616 | 296.8321 | 281.8026 | 266.7732 | 251.7437 | 236.7142 | 221.6847 | 206.6553 | 191.6258 | 176.5963 | 161.5668 | 146.5374 | 131.5079 | 116.4784 | 101.4489 | 86.4195 | 71.39 | 56.3605 | 41.3311 | 26.3016 | 15.0295 | 15.0295
Average Rate Base |  | 674.4476 | 665.0542 | 650.0247 | 634.9952 | 619.9658 | 604.9363 | 589.9068 | 574.8774 | 559.8479 | 544.8184 | 529.7889 | 514.7595 | 499.73 | 484.7005 | 469.671 | 454.6416 | 439.6121 | 424.5826 | 409.5531 | 394.5237 | 379.4942 | 364.4647 | 349.4353 | 334.4058 | 319.3763 | 304.3468 | 289.3174 | 274.2879 | 259.2584 | 244.2289 | 229.1995 | 214.17 | 199.1405 | 184.111 | 169.0816 | 154.0521 | 139.0226 | 123.9932 | 108.9637 | 93.9342 | 78.9047 | 63.8753 | 48.8458 | 33.8163 | 20.6655 | 15.0295
Taxes (Assumes Losses are used elsewhere in corporation) |  | 1 | 2 | 3 | 4 | 5 | 6 | 7 | 8 | 9 | 10 | 11 | 12 | 13 | 14 | 15 | 16 | 17 | 18 | 19 | 20 | 21 | 22 | 23 | 24 | 25 | 26 | 27 | 28 | 29 | 30 | 31 | 32 | 33 | 34 | 35 | 36 | 37 | 38 | 39 | 40 | 41 | 42 | 43 | 44 | 45 | 46
|  | 2017 | 2018 | 2019 | 2020 | 2021 | 2022 | 2023 | 2024 | 2025 | 2026 | 2027 | 2028 | 2029 | 2030 | 2031 | 2032 | 2033 | 2034 | 2035 | 2036 | 2037 | 2038 | 2039 | 2040 | 2041 | 2042 | 2043 | 2044 | 2045 | 2046 | 2047 | 2048 | 2049 | 2050 | 2051 | 2052 | 2053 | 2054 | 2055 | 2056 | 2057 | 2058 | 2059 | 2060 | 2061 | 2062
Revenue Requirement |  | 8.1242 | 56.9511 | 57.4959 | 57.8913 | 58.1492 | 58.2808 | 58.2961 | 58.2044 | 58.0142 | 57.7335 | 57.3695 | 56.9288 | 56.4176 | 55.8415 | 55.2057 | 54.5151 | 53.7739 | 52.9862 | 52.1558 | 51.286 | 50.38 | 49.4408 | 48.4709 | 47.4728 | 46.4488 | 45.401 | 44.3312 | 43.2412 | 42.1327 | 41.007 | 39.8656 | 38.7098 | 37.5407 | 36.3593 | 35.1667 | 33.9637 | 32.7511 | 31.5298 | 30.3005 | 29.0637 | 27.82 | 26.5701 | 25.3144 | 24.0534 | 22.9528 | 16.7328
Less: Interest |  | 5.0584 | 19.9516 | 19.5007 | 19.0499 | 18.599 | 18.1481 | 17.6972 | 17.2463 | 16.7954 | 16.3446 | 15.8937 | 15.4428 | 14.9919 | 14.541 | 14.0901 | 13.6392 | 13.1884 | 12.7375 | 12.2866 | 11.8357 | 11.3848 | 10.9339 | 10.4831 | 10.0322 | 9.5813 | 9.1304 | 8.6795 | 8.2286 | 7.7778 | 7.3269 | 6.876 | 6.4251 | 5.9742 | 5.5233 | 5.0724 | 4.6216 | 4.1707 | 3.7198 | 3.2689 | 2.818 | 2.3671 | 1.9163 | 1.4654 | 1.0145 | 0.61997 | 0.33816
Less: Tax Depreciation |  | 27.0531 | 51.9419 | 47.7865 | 43.9636 | 40.4465 | 37.2108 | 34.2339 | 31.4952 | 28.9756 | 26.6575 | 24.5249 | 22.5629 | 20.7579 | 19.0973 | 17.5695 | 16.1639 | 14.8708 | 13.6812 | 12.5867 | 11.5797 | 10.6534 | 9.8011 | 9.017 | 8.2956 | 7.632 | 7.0214 | 6.4597 | 5.9429 | 5.4675 | 5.0301 | 4.6277 | 4.2575 | 3.9169 | 3.6035 | 3.3152 | 3.05 | 2.806 | 2.5815 | 2.375 | 2.185 | 2.0102 | 1.8494 | 1.7014 | 1.5653 | 1.4401 | 1.3249
Taxable Income before application of losses |  | -23.9873 | -14.9423 | -9.7914 | -5.1222 | -0.89623 | 2.9219 | 6.365 | 9.4628 | 12.2432 | 14.7314 | 16.9509 | 18.9231 | 20.6678 | 22.2032 | 23.5461 | 24.7119 | 25.7147 | 26.5676 | 27.2825 | 27.8706 | 28.3419 | 28.7058 | 28.9709 | 29.145 | 29.2356 | 29.2492 | 29.192 | 29.0696 | 28.8874 | 28.65 | 28.362 | 28.0272 | 27.6496 | 27.2324 | 26.779 | 26.2921 | 25.7744 | 25.2285 | 24.6565 | 24.0606 | 23.4427 | 22.8045 | 22.1476 | 21.4736 | 20.8927 | 15.0697
Losses Applied
Taxable Income After Application of Losses |  | -23.9873 | -14.9423 | -9.7914 | -5.1222 | -0.89623 | 2.9219 | 6.365 | 9.4628 | 12.2432 | 14.7314 | 16.9509 | 18.9231 | 20.6678 | 22.2032 | 23.5461 | 24.7119 | 25.7147 | 26.5676 | 27.2825 | 27.8706 | 28.3419 | 28.7058 | 28.9709 | 29.145 | 29.2356 | 29.2492 | 29.192 | 29.0696 | 28.8874 | 28.65 | 28.362 | 28.0272 | 27.6496 | 27.2324 | 26.779 | 26.2921 | 25.7744 | 25.2285 | 24.6565 | 24.0606 | 23.4427 | 22.8045 | 22.1476 | 21.4736 | 20.8927 | 15.0697
Tax Rate |  | 31% | 31% | 31% | 31% | 31% | 31% | 31% | 31% | 31% | 31% | 31% | 31% | 31% | 31% | 31% | 31% | 31% | 31% | 31% | 31% | 31% | 31% | 31% | 31% | 31% | 31% | 31% | 31% | 31% | 31% | 31% | 31% | 31% | 31% | 31% | 31% | 31% | 31% | 31% | 31% | 31% | 31% | 31% | 31% | 31% | 31%
Taxes Payable |  | -7.436 | -4.6321 | -3.0353 | -1.5879 | -0.27783 | 0.9058 | 1.9731 | 2.9335 | 3.7954 | 4.5667 | 5.2548 | 5.8661 | 6.407 | 6.883 | 7.2993 | 7.6607 | 7.9716 | 8.2359 | 8.4576 | 8.6399 | 8.786 | 8.8988 | 8.981 | 9.035 | 9.063 | 9.0672 | 9.0495 | 9.0116 | 8.9551 | 8.8815 | 8.7922 | 8.6884 | 8.5714 | 8.4421 | 8.3015 | 8.1505 | 7.9901 | 7.8208 | 7.6435 | 7.4588 | 7.2672 | 7.0694 | 6.8658 | 6.6568 | 6.4767 | 4.6716
Losses Available for Carryforward
Opening |  | 0 | 23.9873 | 38.9296 | 48.721 | 53.8432 | 54.7394 | 51.8174 | 45.4525 | 35.9896 | 23.7465 | 9.0151 | 0 | 0 | 0 | 0 | 0 | 0 | 0 | 0 | 0 | 0 | 0 | 0 | 0 | 0 | 0 | 0 | 0 | 0 | 0 | 0 | 0 | 0 | 0 | 0 | 0 | 0 | 0 | 0 | 0 | 0 | 0 | 0 | 0 | 0 | 0
Current Losses |  | 23.9873 | 14.9423 | 9.7914 | 5.1222 | 0.89623 | 0 | 0 | 0 | 0 | 0 | 0 | 0 | 0 | 0 | 0 | 0 | 0 | 0 | 0 | 0 | 0 | 0 | 0 | 0 | 0 | 0 | 0 | 0 | 0 | 0 | 0 | 0 | 0 | 0 | 0 | 0 | 0 | 0 | 0 | 0 | 0 | 0 | 0 | 0 | 0 | 0
Less: Application of Losses |  | 0 | 0 | 0 | 0 | 0 | 2.9219 | 6.365 | 9.4628 | 12.2432 | 14.7314 | 9.0151 | 0 | 0 | 0 | 0 | 0 | 0 | 0 | 0 | 0 | 0 | 0 | 0 | 0 | 0 | 0 | 0 | 0 | 0 | 0 | 0 | 0 | 0 | 0 | 0 | 0 | 0 | 0 | 0 | 0 | 0 | 0 | 0 | 0 | 0 | 0
Ending | 0 | 23.9873 | 38.9296 | 48.721 | 53.8432 | 54.7394 | 51.8174 | 45.4525 | 35.9896 | 23.7465 | 9.0151 | 0 | 0 | 0 | 0 | 0 | 0 | 0 | 0 | 0 | 0 | 0 | 0 | 0 | 0 | 0 | 0 | 0 | 0 | 0 | 0 | 0 | 0 | 0 | 0 | 0 | 0 | 0 | 0 | 0 | 0 | 0 | 0 | 0 | 0 | 0 | 0
CCA Balances
Opening | 0 | 338.1632 | 649.2732 | 597.3314 | 549.5449 | 505.5813 | 465.1348 | 427.924 | 393.6901 | 362.1949 | 333.2193 | 306.5617 | 282.0368 | 259.4739 | 238.7159 | 219.6187 | 202.0492 | 185.8852 | 171.0144 | 157.3333 | 144.7466 | 133.1669 | 122.5135 | 112.7124 | 103.6955 | 95.3998 | 87.7678 | 80.7464 | 74.2867 | 68.3438 | 62.8763 | 57.8462 | 53.2185 | 48.961 | 45.0441 | 41.4406 | 38.1253 | 35.0753 | 32.2693 | 29.6877 | 27.3127 | 25.1277 | 23.1175 | 21.2681 | 19.5666 | 18.0013 | 16.5612
Additions | 338.1632 | 1 2017: 338.1632
Claimed |  | 27.0531 | 51.9419 | 47.7865 | 43.9636 | 40.4465 | 37.2108 | 34.2339 | 31.4952 | 28.9756 | 26.6575 | 24.5249 | 22.5629 | 20.7579 | 19.0973 | 17.5695 | 16.1639 | 14.8708 | 13.6812 | 12.5867 | 11.5797 | 10.6534 | 9.8011 | 9.017 | 8.2956 | 7.632 | 7.0214 | 6.4597 | 5.9429 | 5.4675 | 5.0301 | 4.6277 | 4.2575 | 3.9169 | 3.6035 | 3.3152 | 3.05 | 2.806 | 2.5815 | 2.375 | 2.185 | 2.0102 | 1.8494 | 1.7014 | 1.5653 | 1.4401 | 1.3249
Ending | 338.1632 | 649.2732 | 597.3314 | 549.5449 | 505.5813 | 465.1348 | 427.924 | 393.6901 | 362.1949 | 333.2193 | 306.5617 | 282.0368 | 259.4739 | 238.7159 | 219.6187 | 202.0492 | 185.8852 | 171.0144 | 157.3333 | 144.7466 | 133.1669 | 122.5135 | 112.7124 | 103.6955 | 95.3998 | 87.7678 | 80.7464 | 74.2867 | 68.3438 | 62.8763 | 57.8462 | 53.2185 | 48.961 | 45.0441 | 41.4406 | 38.1253 | 35.0753 | 32.2693 | 29.6877 | 27.3127 | 25.1277 | 23.1175 | 21.2681 | 19.5666 | 18.0013 | 16.5612 | 15.2363
Depreciation |  | 1 | 2 | 3 | 4 | 5 | 6 | 7 | 8 | 9 | 10 | 11 | 12 | 13 | 14 | 15 | 16 | 17 | 18 | 19 | 20 | 21 | 22 | 23 | 24 | 25 | 26 | 27 | 28 | 29 | 30 | 31 | 32 | 33 | 34 | 35 | 36 | 37 | 38 | 39 | 40 | 41 | 42 | 43 | 44 | 45 | 46
|  | 2017 | 2018 | 2019 | 2020 | 2021 | 2022 | 2023 | 2024 | 2025 | 2026 | 2027 | 2028 | 2029 | 2030 | 2031 | 2032 | 2033 | 2034 | 2035 | 2036 | 2037 | 2038 | 2039 | 2040 | 2041 | 2042 | 2043 | 2044 | 2045 | 2046 | 2047 | 2048 | 2049 | 2050 | 2051 | 2052 | 2053 | 2054 | 2055 | 2056 | 2057 | 2058 | 2059 | 2060 | 2061 | 2062
Capital |  | 676.3263 | 676.3263 | 676.3263 | 676.3263 | 676.3263 | 676.3263 | 676.3263 | 676.3263 | 676.3263 | 676.3263 | 676.3263 | 676.3263 | 676.3263 | 676.3263 | 676.3263 | 676.3263 | 676.3263 | 676.3263 | 676.3263 | 676.3263 | 676.3263 | 676.3263 | 676.3263 | 676.3263 | 676.3263 | 676.3263 | 676.3263 | 676.3263 | 676.3263 | 676.3263 | 676.3263 | 676.3263 | 676.3263 | 676.3263 | 676.3263 | 676.3263 | 676.3263 | 676.3263 | 676.3263 | 676.3263 | 676.3263 | 676.3263 | 676.3263 | 676.3263 | 676.3263 | 676.3263
Depreciation Period (Yrs.) |  | 45 | 45 | 45 | 45 | 45 | 45 | 45 | 45 | 45 | 45 | 45 | 45 | 45 | 45 | 45 | 45 | 45 | 45 | 45 | 45 | 45 | 45 | 45 | 45 | 45 | 45 | 45 | 45 | 45 | 45 | 45 | 45 | 45 | 45 | 45 | 45 | 45 | 45 | 45 | 45 | 45 | 45 | 45 | 45 | 45 | 45
Total Annual Depreciation |  | 3.7574 | 15.0295 | 15.0295 | 15.0295 | 15.0295 | 15.0295 | 15.0295 | 15.0295 | 15.0295 | 15.0295 | 15.0295 | 15.0295 | 15.0295 | 15.0295 | 15.0295 | 15.0295 | 15.0295 | 15.0295 | 15.0295 | 15.0295 | 15.0295 | 15.0295 | 15.0295 | 15.0295 | 15.0295 | 15.0295 | 15.0295 | 15.0295 | 15.0295 | 15.0295 | 15.0295 | 15.0295 | 15.0295 | 15.0295 | 15.0295 | 15.0295 | 15.0295 | 15.0295 | 15.0295 | 15.0295 | 15.0295 | 15.0295 | 15.0295 | 15.0295 | 15.0295 | 11.2721

## Firm Purchase Revenue Reqmnt
Other Import Option - 500MW Firm
| Energy Purchased |  |  |  |  | Energy Delivered |  |  |  | Fixed Annual Revenue Requirement | [5 empty] | Energy Prices for Firm Energy Purchased (165MW)
Based on 7 X 16
| Firm Energy Purchased | Total Firm Energy Purchased | Total Firm Energy Purchased - On Peak | Total Firm Energy Purchased - Off Peak | Losses |  | Total Firm Energy Delivered | Total Firm Energy Delivered - On Peak | Total Firm Energy Delivered - Off Peak | Revenue Requirement from Investment in Transmission Capital | New NB OATT Charges | NB OATT Ancilliary Services | Firm Capacity Purchased | NB OATT Charges | Total Revenue Requirement | Mass Hub - On Peak - Base - +10% | Plus: Capacity Adder | Less: ISO New England Fees (Exports from NE) | Price at NB/US Border | Price at NB/US Border | Less: NB Transmission (On Peak) | Price Before Losses | Firm On Peak Energy Delivered | On Peak Revenue Requirement | Mass Hub - Off Peak - Base - +10% | Plus: Capacity Adder | Less: ISO New England Fees (Exports from NE) | Price at NB/US Border | Price at NB/US Border | Less: NB Transmission (Off Peak) | Price Before Losses | Firm Off Peak Energy Delivered | On Peak Revenue Requirement | Total Energy Delivered | Total Revenue Requirement
| MW | MWh | MWh | MWh |  |  | MWh | MWh | MWh | $M | $/kW/Yr | $/kW/Yr | MW | $M | $M | US$/MWh | US$/MWh | US$/MWh | US$/MWh | CAD$/MWh | CAD$/MWh | CAD$/MWh | MWh | CAD $(000) | US$/MWh | US$/MWh | US$/MWh | US$/MWh | CAD$/MWh | CAD$/MWh | CAD$/MWh | MWh | CAD $(000) | MWh | CAD $(000) | x
|  | 5840 | 4171.4286 | 1668.5714 | [6 empty] | 1.008% | 0.99% |  |  |  | 10% | [8 empty] | 10%
2017 | 165 | 240900 | 172071.4286 | 68828.5714 | 3.3% | 2017 | 232950.3 | 166393.0714 | 66557.2286 | 8.1242 | 39.0319 | 5.2143 | 500 | 5.5308 | 13.6549 | 66.2371 | 6.5582 | 1.6606 | 71.1347 | 73.2688 |  | 73.2688 | 166393.0714 | 12191.4194 | 50.0014 | 6.5582 | 1.6606 | 54.899 | 56.546 | 0 | 56.546 | 66557.2286 | 3763.5447 | 232950.3 | 15954.9641 | x
2018 | 165 | 963600 | 688285.7143 | 275314.2857 | 3.3% | 2018 | 931801.2 | 665572.2857 | 266228.9143 | 56.9511 | 39.4254 | 5.2659 | 500 | 22.3456 | 79.2968 | 66.7425 | 8.1764 | 1.6772 | 73.2417 | 75.4389 |  | 75.4389 | 665572.2857 | 50210.0426 | 51.0417 | 8.1764 | 1.6772 | 57.5408 | 59.2671 | 0 | 59.2671 | 266228.9143 | 15778.6059 | 931801.2 | 65988.6486 | x
2019 | 165 | 963600 | 688285.7143 | 275314.2857 | 3.3% | 2019 | 931801.2 | 665572.2857 | 266228.9143 | 57.4959 | 39.8228 | 5.318 | 500 | 22.5704 | 80.0663 | 68.625 | 11.5582 | 1.694 | 78.4892 | 80.8439 |  | 80.8439 | 665572.2857 | 53807.4478 | 52.2121 | 11.5582 | 1.694 | 62.0763 | 63.9386 | 0 | 63.9386 | 266228.9143 | 17022.314 | 931801.2 | 70829.7618 | x
2020 | 165 | 963600 | 688285.7143 | 275314.2857 | 3.3% | 2020 | 931801.2 | 665572.2857 | 266228.9143 | 57.8913 | 40.2242 | 5.3707 | 500 | 22.7974 | 80.6887 | 71.6769 | 14.5548 | 1.7109 | 84.5208 | 87.0564 |  | 87.0564 | 665572.2857 | 57942.329 | 54.576 | 14.5548 | 1.7109 | 67.4199 | 69.4425 | 0 | 69.4425 | 266228.9143 | 18487.6089 | 931801.2 | 76429.9378 | x
2021 | 165 | 963600 | 688285.7143 | 275314.2857 | 3.3% | 2021 | 931801.2 | 665572.2857 | 266228.9143 | 58.1492 | 40.6297 | 5.4239 | 500 | 23.0268 | 81.176 | 73.6119 | 17.8168 | 1.728 | 89.7006 | 92.3916 |  | 92.3916 | 665572.2857 | 61493.3176 | 56.1344 | 17.8168 | 1.728 | 72.2231 | 74.3898 | 0 | 74.3898 | 266228.9143 | 19804.7174 | 931801.2 | 81298.035 | x
2022 | 165 | 963600 | 688285.7143 | 275314.2857 | 3.3% | 2022 | 931801.2 | 665572.2857 | 266228.9143 | 58.2808 | 41.0392 | 5.4776 | 500 | 23.2584 | 81.5392 | 76.6085 | 20.8818 | 1.7453 | 95.745 | 98.6174 |  | 98.6174 | 665572.2857 | 65636.9938 | 58.6805 | 20.8818 | 1.7453 | 77.8171 | 80.1516 | 0 | 80.1516 | 266228.9143 | 21338.6745 | 931801.2 | 86975.6683 | x
2023 | 165 | 963600 | 688285.7143 | 275314.2857 | 3.3% | 2023 | 931801.2 | 665572.2857 | 266228.9143 | 58.2961 | 41.4529 | 5.5318 | 500 | 23.4923 | 81.7884 | 78.1407 | 22.2568 | 1.7628 | 98.6347 | 101.5938 |  | 101.5938 | 665572.2857 | 67618.0086 | 59.8542 | 22.2568 | 1.7628 | 80.3482 | 82.7587 | 0 | 82.7587 | 266228.9143 | 22032.7579 | 931801.2 | 89650.7665 | x
2024 | 165 | 963600 | 688285.7143 | 275314.2857 | 3.3% | 2024 | 931801.2 | 665572.2857 | 266228.9143 | 58.2044 | 41.8707 | 5.5866 | 500 | 23.7286 | 81.933 | 79.7035 | 22.7003 | 1.7804 | 100.6234 | 103.6421 |  | 103.6421 | 665572.2857 | 68981.3262 | 61.0512 | 22.7003 | 1.7804 | 81.9712 | 84.4303 | 0 | 84.4303 | 266228.9143 | 22477.7961 | 931801.2 | 91459.1223 | x
2025 | 165 | 963600 | 688285.7143 | 275314.2857 | 3.3% | 2025 | 931801.2 | 665572.2857 | 266228.9143 | 58.0142 | 42.2928 | 5.6419 | 500 | 23.9673 | 81.9815 | 81.2975 | 23.149 | 1.7982 | 102.6483 | 105.7278 |  | 105.7278 | 665572.2857 | 70369.472 | 62.2723 | 23.149 | 1.7982 | 83.623 | 86.1317 | 0 | 86.1317 | 266228.9143 | 22930.7597 | 931801.2 | 93300.2317 | x
2026 | 165 | 963600 | 688285.7143 | 275314.2857 | 3.3% | 2026 | 931801.2 | 665572.2857 | 266228.9143 | 57.7335 | 42.7191 | 5.6977 | 500 | 24.2084 | 81.9419 | 82.9235 | 23.6065 | 1.8162 | 104.7138 | 107.8552 |  | 107.8552 | 665572.2857 | 71785.4299 | 63.5177 | 23.6065 | 1.8162 | 85.308 | 87.8672 | 0 | 87.8672 | 266228.9143 | 23392.8023 | 931801.2 | 95178.2323 | x
2027 | 165 | 963600 | 688285.7143 | 275314.2857 | 3.3% | 2027 | 931801.2 | 665572.2857 | 266228.9143 | 57.3695 | 43.1497 | 5.7541 | 500 | 24.4519 | 81.8214 | 84.582 | 24.073 | 1.8343 | 106.8206 | 110.0252 |  | 110.0252 | 665572.2857 | 73229.756 | 64.7881 | 24.073 | 1.8343 | 87.0267 | 89.6375 | 0 | 89.6375 | 266228.9143 | 23864.1054 | 931801.2 | 97093.8614 | x
2028 | 165 | 963600 | 688285.7143 | 275314.2857 | 3.3% | 2028 | 931801.2 | 665572.2857 | 266228.9143 | 56.9288 | 43.5847 | 5.8111 | 500 | 24.6979 | 81.6267 | 86.2736 | 24.5488 | 1.8527 | 108.9697 | 112.2388 |  | 112.2388 | 665572.2857 | 74703.0174 | 66.0838 | 24.5488 | 1.8527 | 88.7799 | 91.4433 | 0 | 91.4433 | 266228.9143 | 24344.854 | 931801.2 | 99047.8713 | x
2029 | 165 | 963600 | 688285.7143 | 275314.2857 | 3.3% | 2029 | 931801.2 | 665572.2857 | 266228.9143 | 56.4176 | 44.024 | 5.8686 | 500 | 24.9463 | 81.3639 | 87.9991 | 25.0339 | 1.8712 | 111.1618 | 114.4966 |  | 114.4966 | 665572.2857 | 76205.7924 | 67.4055 | 25.0339 | 1.8712 | 90.5682 | 93.2853 | 0 | 93.2853 | 266228.9143 | 24835.2369 | 931801.2 | 101041.0294 | x
2030 | 165 | 963600 | 688285.7143 | 275314.2857 | 3.3% | 2030 | 931801.2 | 665572.2857 | 266228.9143 | 55.8415 | 44.4678 | 5.9267 | 500 | 25.1972 | 81.0387 | 89.759 | 25.5287 | 1.8899 | 113.3978 | 116.7997 |  | 116.7997 | 665572.2857 | 77738.6713 | 68.7536 | 25.5287 | 1.8899 | 92.3924 | 95.1641 | 0 | 95.1641 | 266228.9143 | 25335.4468 | 931801.2 | 103074.1181 | x
2031 | 165 | 963600 | 688285.7143 | 275314.2857 | 3.3% | 2031 | 931801.2 | 665572.2857 | 266228.9143 | 55.2057 | 44.916 | 5.9854 | 500 | 25.4507 | 80.6564 | 91.5542 | 26.0332 | 1.9088 | 115.6786 | 119.149 |  | 119.149 | 665572.2857 | 79302.2556 | 70.1287 | 26.0332 | 1.9088 | 94.2531 | 97.0807 | 0 | 97.0807 | 266228.9143 | 25845.6801 | 931801.2 | 105147.9357 | x
2032 | 165 | 963600 | 688285.7143 | 275314.2857 | 3.3% | 2032 | 931801.2 | 665572.2857 | 266228.9143 | 54.5151 | 45.3687 | 6.0446 | 500 | 25.7067 | 80.2218 | 93.3853 | 26.5477 | 1.9279 | 118.0051 | 121.5453 |  | 121.5453 | 665572.2857 | 80897.1592 | 71.5313 | 26.5477 | 1.9279 | 96.1511 | 99.0356 | 0 | 99.0356 | 266228.9143 | 26366.1372 | 931801.2 | 107263.2964 | x
2033 | 165 | 963600 | 688285.7143 | 275314.2857 | 3.3% | 2033 | 931801.2 | 665572.2857 | 266228.9143 | 53.7739 | 45.8261 | 6.1045 | 500 | 25.9653 | 79.7391 | 95.253 | 27.0724 | 1.9472 | 120.3782 | 123.9896 |  | 123.9896 | 665572.2857 | 82524.0083 | 72.9619 | 27.0724 | 1.9472 | 98.0871 | 101.0297 | 0 | 101.0297 | 266228.9143 | 26897.0223 | 931801.2 | 109421.0305 | x
2034 | 165 | 963600 | 688285.7143 | 275314.2857 | 3.3% | 2034 | 931801.2 | 665572.2857 | 266228.9143 | 52.9862 | 46.288 | 6.1649 | 500 | 26.2265 | 79.2127 | 97.1581 | 27.6074 | 1.9667 | 122.7988 | 126.4828 |  | 126.4828 | 665572.2857 | 84183.4413 | 74.4211 | 27.6074 | 1.9667 | 100.0619 | 103.0637 | 0 | 103.0637 | 266228.9143 | 27438.5438 | 931801.2 | 111621.9851 | x
2035 | 165 | 963600 | 688285.7143 | 275314.2857 | 3.3% | 2035 | 931801.2 | 665572.2857 | 266228.9143 | 52.1558 | 46.7546 | 6.226 | 500 | 26.4903 | 78.646 | 99.1012 | 28.153 | 1.9863 | 125.2679 | 129.026 |  | 129.026 | 665572.2857 | 85876.1095 | 75.9095 | 28.153 | 1.9863 | 102.0762 | 105.1385 | 0 | 105.1385 | 266228.9143 | 27990.9145 | 931801.2 | 113867.024 | x
2036 | 165 | 963600 | 688285.7143 | 275314.2857 | 3.3% | 2036 | 931801.2 | 665572.2857 | 266228.9143 | 51.286 | 47.2259 | 6.2876 | 500 | 26.7567 | 78.0427 | 101.0833 | 28.7094 | 2.0062 | 127.7865 | 131.6201 |  | 131.6201 | 665572.2857 | 87602.6774 | 77.4277 | 28.7094 | 2.0062 | 104.131 | 107.2549 | 0 | 107.2549 | 266228.9143 | 28554.351 | 931801.2 | 116157.0284 | x
2037 | 165 | 963600 | 688285.7143 | 275314.2857 | 3.3% | 2037 | 931801.2 | 665572.2857 | 266228.9143 | 50.38 | 47.7019 | 6.3498 | 500 | 27.0259 | 77.4059 | 103.1049 | 29.2768 | 2.0262 | 130.3555 | 134.2661 |  | 134.2661 | 665572.2857 | 89363.8224 | 78.9763 | 29.2768 | 2.0262 | 106.2268 | 109.4136 | 0 | 109.4136 | 266228.9143 | 29129.0747 | 931801.2 | 118492.8971 | x
2038 | 165 | 963600 | 688285.7143 | 275314.2857 | 3.3% | 2038 | 931801.2 | 665572.2857 | 266228.9143 | 49.4408 | 48.1827 | 6.4127 | 500 | 27.2977 | 76.7385 | 105.167 | 29.8554 | 2.0465 | 132.9759 | 136.9652 |  | 136.9652 | 665572.2857 | 91160.2358 | 80.5558 | 29.8554 | 2.0465 | 108.3647 | 111.6156 | 0 | 111.6156 | 266228.9143 | 29715.3109 | 931801.2 | 120875.5467 | x
2039 | 165 | 963600 | 688285.7143 | 275314.2857 | 3.3% | 2039 | 931801.2 | 665572.2857 | 266228.9143 | 48.4709 | 48.6684 | 6.4762 | 500 | 27.5723 | 76.0432 | 107.2704 | 30.4454 | 2.067 | 135.6488 | 139.7183 |  | 139.7183 | 665572.2857 | 92992.6224 | 82.1669 | 30.4454 | 2.067 | 110.5454 | 113.8617 | 0 | 113.8617 | 266228.9143 | 30313.2899 | 931801.2 | 123305.9122 | x
2040 | 165 | 963600 | 688285.7143 | 275314.2857 | 3.3% | 2040 | 931801.2 | 665572.2857 | 266228.9143 | 47.4728 | 49.159 | 6.5403 | 500 | 27.8496 | 75.3225 | 109.4158 | 31.0471 | 2.0876 | 138.3753 | 142.5265 |  | 142.5265 | 665572.2857 | 94861.7012 | 83.8103 | 31.0471 | 2.0876 | 112.7698 | 116.1528 | 0 | 116.1528 | 266228.9143 | 30923.2462 | 931801.2 | 125784.9474 | x
2041 | 165 | 963600 | 688285.7143 | 275314.2857 | 3.3% | 2041 | 931801.2 | 665572.2857 | 266228.9143 | 46.4488 | 49.6545 | 6.605 | 500 | 28.1298 | 74.5786 | 109.4158 | 31.0471 | 2.1085 | 138.3544 | 142.505 |  | 142.505 | 665572.2857 | 94847.3896 | 83.8103 | 31.0471 | 2.1085 | 112.7489 | 116.1313 | 0 | 116.1313 | 266228.9143 | 30917.5216 | 931801.2 | 125764.9111 | x
2042 | 165 | 963600 | 688285.7143 | 275314.2857 | 3.3% | 2042 | 931801.2 | 665572.2857 | 266228.9143 | 45.401 | 50.155 | 6.6704 | 500 | 28.4127 | 73.8137 | 109.4158 | 31.0471 | 2.1296 | 138.3333 | 142.4833 |  | 142.4833 | 665572.2857 | 94832.9349 | 83.8103 | 31.0471 | 2.1296 | 112.7278 | 116.1096 | 0 | 116.1096 | 266228.9143 | 30911.7397 | 931801.2 | 125744.6745 | x
2043 | 165 | 963600 | 688285.7143 | 275314.2857 | 3.3% | 2043 | 931801.2 | 665572.2857 | 266228.9143 | 44.3312 | 50.6606 | 6.7365 | 500 | 28.6985 | 73.0297 | 109.4158 | 31.0471 | 2.1509 | 138.312 | 142.4614 |  | 142.4614 | 665572.2857 | 94818.3356 | 83.8103 | 31.0471 | 2.1509 | 112.7065 | 116.0877 | 0 | 116.0877 | 266228.9143 | 30905.9 | 931801.2 | 125724.2356 | x
2044 | 165 | 963600 | 688285.7143 | 275314.2857 | 3.3% | 2044 | 931801.2 | 665572.2857 | 266228.9143 | 43.2412 | 51.1713 | 6.8032 | 500 | 28.9872 | 72.2284 | 109.4158 | 31.0471 | 2.1724 | 138.2905 | 142.4392 |  | 142.4392 | 665572.2857 | 94803.5903 | 83.8103 | 31.0471 | 2.1724 | 112.685 | 116.0655 | 0 | 116.0655 | 266228.9143 | 30900.0019 | 931801.2 | 125703.5922 | x
2045 | 165 | 963600 | 688285.7143 | 275314.2857 | 3.3% | 2045 | 931801.2 | 665572.2857 | 266228.9143 | 42.1327 | 51.6871 | 6.8705 | 500 | 29.2788 | 71.4114 | 109.4158 | 31.0471 | 2.1941 | 138.2688 | 142.4168 |  | 142.4168 | 665572.2857 | 94788.6976 | 83.8103 | 31.0471 | 2.1941 | 112.6633 | 116.0432 | 0 | 116.0432 | 266228.9143 | 30894.0448 | 931801.2 | 125682.7424 | x
2046 | 165 | 963600 | 688285.7143 | 275314.2857 | 3.3% | 2046 | 931801.2 | 665572.2857 | 266228.9143 | 41.007 | 52.2081 | 6.9385 | 500 | 29.5733 | 70.5803 | 109.4158 | 31.0471 | 2.2161 | 138.2468 | 142.3942 |  | 142.3942 | 665572.2857 | 94773.656 | 83.8103 | 31.0471 | 2.2161 | 112.6413 | 116.0206 | 0 | 116.0206 | 266228.9143 | 30888.0282 | 931801.2 | 125661.6842 | x
2047 | 165 | 963600 | 688285.7143 | 275314.2857 | 3.3% | 2047 | 931801.2 | 665572.2857 | 266228.9143 | 39.8656 | 52.7343 | 7.0072 | 500 | 29.8708 | 69.7364 | 109.4158 | 31.0471 | 2.2382 | 138.2247 | 142.3714 |  | 142.3714 | 665572.2857 | 94758.464 | 83.8103 | 31.0471 | 2.2382 | 112.6192 | 115.9977 | 0 | 115.9977 | 266228.9143 | 30881.9513 | 931801.2 | 125640.4153 | x
2048 | 165 | 963600 | 688285.7143 | 275314.2857 | 3.3% | 2048 | 931801.2 | 665572.2857 | 266228.9143 | 38.7098 | 53.2659 | 7.0766 | 500 | 30.1712 | 68.8811 | 109.4158 | 31.0471 | 2.2606 | 138.2023 | 142.3484 |  | 142.3484 | 665572.2857 | 94743.12 | 83.8103 | 31.0471 | 2.2606 | 112.5968 | 115.9747 | 0 | 115.9747 | 266228.9143 | 30875.8137 | 931801.2 | 125618.9337 | x
2049 | 165 | 963600 | 688285.7143 | 275314.2857 | 3.3% | 2049 | 931801.2 | 665572.2857 | 266228.9143 | 37.5407 | 53.8028 | 7.1467 | 500 | 30.4747 | 68.0154 | 109.4158 | 31.0471 | 2.2832 | 138.1797 | 142.3251 |  | 142.3251 | 665572.2857 | 94727.6226 | 83.8103 | 31.0471 | 2.2832 | 112.5742 | 115.9514 | 0 | 115.9514 | 266228.9143 | 30869.6148 | 931801.2 | 125597.2374 | x
2050 | 165 | 963600 | 688285.7143 | 275314.2857 | 3.3% | 2050 | 931801.2 | 665572.2857 | 266228.9143 | 36.3593 | 54.3451 | 7.2174 | 500 | 30.7813 | 67.1406 | 109.4158 | 31.0471 | 2.3061 | 138.1568 | 142.3016 |  | 142.3016 | 665572.2857 | 94711.9702 | 83.8103 | 31.0471 | 2.3061 | 112.5513 | 115.9279 | 0 | 115.9279 | 266228.9143 | 30863.3538 | 931801.2 | 125575.324 | x
2051 | 165 | 963600 | 688285.7143 | 275314.2857 | 3.3% | 2051 | 931801.2 | 665572.2857 | 266228.9143 | 35.1667 | 54.8929 | 7.2889 | 500 | 31.0909 | 66.2576 | 109.4158 | 31.0471 | 2.3291 | 138.1338 | 142.2778 |  | 142.2778 | 665572.2857 | 94696.1613 | 83.8103 | 31.0471 | 2.3291 | 112.5283 | 115.9041 | 0 | 115.9041 | 266228.9143 | 30857.0303 | 931801.2 | 125553.1916 | x
2052 | 165 | 963600 | 688285.7143 | 275314.2857 | 3.3% | 2052 | 931801.2 | 665572.2857 | 266228.9143 | 33.9637 | 55.4463 | 7.361 | 500 | 31.4036 | 65.3673 | 109.4158 | 31.0471 | 2.3524 | 138.1105 | 142.2538 |  | 142.2538 | 665572.2857 | 94680.1943 | 83.8103 | 31.0471 | 2.3524 | 112.505 | 115.8801 | 0 | 115.8801 | 266228.9143 | 30850.6435 | 931801.2 | 125530.8378 | x
2053 | 165 | 963600 | 688285.7143 | 275314.2857 | 3.3% | 2053 | 931801.2 | 665572.2857 | 266228.9143 | 32.7511 | 56.0052 | 7.4339 | 500 | 31.7195 | 64.4707 | 109.4158 | 31.0471 | 2.3759 | 138.087 | 142.2296 |  | 142.2296 | 665572.2857 | 94664.0677 | 83.8103 | 31.0471 | 2.3759 | 112.4815 | 115.8559 | 0 | 115.8559 | 266228.9143 | 30844.1928 | 931801.2 | 125508.2605 | x
2054 | 165 | 963600 | 688285.7143 | 275314.2857 | 3.3% | 2054 | 931801.2 | 665572.2857 | 266228.9143 | 31.5298 | 56.5697 | 7.5075 | 500 | 32.0386 | 63.5684 | 109.4158 | 31.0471 | 2.3997 | 138.0632 | 142.2051 |  | 142.2051 | 665572.2857 | 94647.7797 | 83.8103 | 31.0471 | 2.3997 | 112.4577 | 115.8314 | 0 | 115.8314 | 266228.9143 | 30837.6776 | 931801.2 | 125485.4574 | x
2055 | 165 | 963600 | 688285.7143 | 275314.2857 | 3.3% | 2055 | 931801.2 | 665572.2857 | 266228.9143 | 30.3005 | 57.1399 | 7.5818 | 500 | 32.3609 | 62.6613 | 109.4158 | 31.0471 | 2.4237 | 138.0392 | 142.1804 |  | 142.1804 | 665572.2857 | 94631.3289 | 83.8103 | 31.0471 | 2.4237 | 112.4337 | 115.8067 | 0 | 115.8067 | 266228.9143 | 30831.0973 | 931801.2 | 125462.4262 | x
2056 | 165 | 963600 | 688285.7143 | 275314.2857 | 3.3% | 2056 | 931801.2 | 665572.2857 | 266228.9143 | 29.0637 | 57.7159 | 7.6569 | 500 | 32.6864 | 61.75 | 109.4158 | 31.0471 | 2.4479 | 138.015 | 142.1554 |  | 142.1554 | 665572.2857 | 94614.7136 | 83.8103 | 31.0471 | 2.4479 | 112.4095 | 115.7818 | 0 | 115.7818 | 266228.9143 | 30824.4512 | 931801.2 | 125439.1648 | x
2057 | 165 | 963600 | 688285.7143 | 275314.2857 | 3.3% | 2057 | 931801.2 | 665572.2857 | 266228.9143 | 27.82 | 58.2977 | 7.7327 | 500 | 33.0152 | 60.8352 | 109.4158 | 31.0471 | 2.4724 | 137.9905 | 142.1302 |  | 142.1302 | 665572.2857 | 94597.9321 | 83.8103 | 31.0471 | 2.4724 | 112.385 | 115.7565 | 0 | 115.7565 | 266228.9143 | 30817.7386 | 931801.2 | 125415.6707 | x
2058 | 165 | 963600 | 688285.7143 | 275314.2857 | 3.3% | 2058 | 931801.2 | 665572.2857 | 266228.9143 | 26.5701 | 58.8853 | 7.8092 | 500 | 33.3473 | 59.9174 | 109.4158 | 31.0471 | 2.4971 | 137.9658 | 142.1047 |  | 142.1047 | 665572.2857 | 94580.9829 | 83.8103 | 31.0471 | 2.4971 | 112.3603 | 115.7311 | 0 | 115.7311 | 266228.9143 | 30810.9589 | 931801.2 | 125391.9417
2059 | 165 | 963600 | 688285.7143 | 275314.2857 | 3.3% | 2059 | 931801.2 | 665572.2857 | 266228.9143 | 25.3144 | 59.4789 | 7.8865 | 500 | 33.6827 | 58.9971 | 109.4158 | 31.0471 | 2.5221 | 137.9408 | 142.079 |  | 142.079 | 665572.2857 | 94563.8641 | 83.8103 | 31.0471 | 2.5221 | 112.3353 | 115.7054 | 0 | 115.7054 | 266228.9143 | 30804.1114 | 931801.2 | 125367.9754
2060 | 165 | 963600 | 688285.7143 | 275314.2857 | 3.3% | 2060 | 931801.2 | 665572.2857 | 266228.9143 | 24.0534 | 60.0784 | 7.9646 | 500 | 34.0215 | 58.0749 | 109.4158 | 31.0471 | 2.5473 | 137.9156 | 142.0531 |  | 142.0531 | 665572.2857 | 94546.5741 | 83.8103 | 31.0471 | 2.5473 | 112.3101 | 115.6794 | 0 | 115.6794 | 266228.9143 | 30797.1954 | 931801.2 | 125343.7695
2061 | 165 | 963600 | 688285.7143 | 275314.2857 | 3.3% | 2061 | 931801.2 | 665572.2857 | 266228.9143 | 22.9528 | 60.684 | 8.0435 | 500 | 34.3637 | 57.3165 | 109.4158 | 31.0471 | 2.5728 | 137.8901 | 142.0268 |  | 142.0268 | 665572.2857 | 94529.1112 | 83.8103 | 31.0471 | 2.5728 | 112.2846 | 115.6531 | 0 | 115.6531 | 266228.9143 | 30790.2102 | 931801.2 | 125319.3215
x
Foreign Exchange Assumptions | [35 empty] | x
x
ForEx | 1.03
ISO Fees
|  |  |  | Export from NE | Import to NE
ISO schedule 1 for TOT |  |  |  | 0.18
IO Schedule 2 |  |  |  | 0.25 | 0.25
ISO schedule 3 Exports |  |  |  | 0.34
OATT - Schedule 2 VAR |  |  |  | 0.19
OATT - Schedule 8 TOUT |  |  |  | 8.6
GIS Costs |  |  |  | 0.04
OATT schedule 1 TOUT |  |  |  | 0.2
Real Time Marginal Loss Revenue Allocation |  |  |  | -0.44
External Inadvertent Cost Distribution |  |  |  | 0.02 | 0.02
Regulation |  |  |  | 0.11
NCPC |  |  |  | 1.31 | 1.31
Total ISO Fees |  |  |  | 10.8 | 1.58
Year of estimates |  |  |  | 2012 | 2012
Annual escalation |  |  |  | 1% | 1%
Start Year |  |  |  | 2017

## Surplus Energy OI Option
| OI Base Load Economy Energy Purchases from NB | Purchase Cost OI Base Load EE
| GWh | k$
2015 | 0 | 0
2016 | 0 | 0
2017 | 1241.233 | 60390.3 | 48.6535
2018 | 2532.159 | 122638.5 | 48.4324
2019 | 2494.283 | 124468.3 | 49.9014
2020 | 2489.729 | 129997.7 | 52.2136
2021 | 2531.169 | 137173.5 | 54.1937
2022 | 2505.168 | 141867 | 56.6297
2023 | 2546.276 | 147725.9 | 58.0165
2024 | 2541.011 | 150241.1 | 59.1265
2025 | 2599.472 | 158709.3 | 61.0544
2026 | 2629.088 | 164166.6 | 62.4424
2027 | 2635.794 | 167365.5 | 63.4972
2028 | 2632.1 | 170121.5 | 64.6334
2029 | 2684.47 | 177955.6 | 66.2908
2030 | 2904.657 | 202297.1 | 69.6458
2031 | 2927.502 | 206667.4 | 70.5951
2032 | 2988.808 | 216246.7 | 72.3522
2033 | 3067.189 | 226108.7 | 73.7185
2034 | 3158.169 | 241177.3 | 76.3662
2035 | 3254.587 | 256353.7 | 78.7669
2036 | 3276.279 | 264102.2 | 80.6104
2037 | 3275.637 | 268689.3 | 82.0266
2038 | 3291.368 | 275845.1 | 83.8086
2039 | 3309.814 | 282751.1 | 85.4281
2040 | 3378.975 | 299821.5 | 88.7315

## Surplus Energy Price Summary
| On Peak Excess Energy Sales | [6 empty] | Off Peak Excess Energy Sales
1%
| MassHub On Peak | Less: ISO NE Out | Sub Total | Less: NB Tx | Price at HQ/NB Border | Plus Tx to NS | Net On Peak Price delivered to NS | MassHub Off Peak | Less: ISO NE Out | Sub Total | Less: NB Tx | Price at HQ/NB Border | Less: Tx to NS | Net Price Off Peak Price
| US$/MWh | US$/MWh | CAD$/MWh | CAD$/MWh | CAD$/MWh | NB Tx Charges are paid for as part of our Capital Investment so are not added here | CAD$/MWh | US$/MWh | US$/MWh | CAD$/MWh | CAD$/MWh | CAD$/MWh | NB Tx Charges are paid for as part of our Capital Investment so are not added here | CAD$/MWh
2017-01-01 | 106.9178 | 0 | 110.1253 | 0 | 110.1253 | 0 | 110.1253 | 70.7326 | 0 | 72.8545 | 0 | 72.8545 | 0 | 72.8545
2017-02-01 | 77.2212 | 0 | 79.5379 | 0 | 79.5379 | 0 | 79.5379 | 63.867 | 0 | 65.783 | 0 | 65.783 | 0 | 65.783
2017-03-01 | 51.0911 | 0 | 52.6238 | 0 | 52.6238 | 0 | 52.6238 | 42.3403 | 0 | 43.6105 | 0 | 43.6105 | 0 | 43.6105
2017-04-01 | 46.1844 | 0 | 47.57 | 0 | 47.57 | 0 | 47.57 | 37.4928 | 0 | 38.6175 | 0 | 38.6175 | 0 | 38.6175
2017-05-01 | 45.4787 | 0 | 46.8431 | 0 | 46.8431 | 0 | 46.8431 | 37.7416 | 0 | 38.8739 | 0 | 38.8739 | 0 | 38.8739
2017-06-01 | 54.3649 | 0 | 55.9958 | 0 | 55.9958 | 0 | 55.9958 | 37.6436 | 0 | 38.7729 | 0 | 38.7729 | 0 | 38.7729
2017-07-01 | 69.8489 | 0 | 71.9443 | 0 | 71.9443 | 0 | 71.9443 | 41.1524 | 0 | 42.387 | 0 | 42.387 | 0 | 42.387
2017-08-01 | 59.4601 | 0 | 61.2439 | 0 | 61.2439 | 0 | 61.2439 | 40.7219 | 0 | 41.9435 | 0 | 41.9435 | 0 | 41.9435
2017-09-01 | 46.2338 | 0 | 47.6208 | 0 | 47.6208 | 0 | 47.6208 | 39.7168 | 0 | 40.9084 | 0 | 40.9084 | 0 | 40.9084
2017-10-01 | 43.8359 | 0 | 45.1509 | 0 | 45.1509 | 0 | 45.1509 | 37.1707 | 0 | 38.2858 | 0 | 38.2858 | 0 | 38.2858
2017-11-01 | 47.7682 | 0 | 49.2012 | 0 | 49.2012 | 0 | 49.2012 | 41.3067 | 0 | 42.5459 | 0 | 42.5459 | 0 | 42.5459
2017-12-01 | 74.1819 | 0 | 76.4074 | 0 | 76.4074 | 0 | 76.4074 | 55.5835 | 0 | 57.251 | 0 | 57.251 | 0 | 57.251
2018-01-01 | 104.6527 | 0 | 107.7923 | 0 | 107.7923 | 0 | 107.7923 | 71.4272 | 0 | 73.5701 | 0 | 73.5701 | 0 | 73.5701
2018-02-01 | 76.1731 | 0 | 78.4583 | 0 | 78.4583 | 0 | 78.4583 | 64.2526 | 0 | 66.1801 | 0 | 66.1801 | 0 | 66.1801
2018-03-01 | 51.446 | 0 | 52.9894 | 0 | 52.9894 | 0 | 52.9894 | 43.036 | 0 | 44.327 | 0 | 44.327 | 0 | 44.327
2018-04-01 | 46.9648 | 0 | 48.3737 | 0 | 48.3737 | 0 | 48.3737 | 38.1532 | 0 | 39.2978 | 0 | 39.2978 | 0 | 39.2978
2018-05-01 | 47.5996 | 0 | 49.0276 | 0 | 49.0276 | 0 | 49.0276 | 38.9356 | 0 | 40.1036 | 0 | 40.1036 | 0 | 40.1036
2018-06-01 | 55.8764 | 0 | 57.5527 | 0 | 57.5527 | 0 | 57.5527 | 38.9443 | 0 | 40.1126 | 0 | 40.1126 | 0 | 40.1126
2018-07-01 | 71.3123 | 0 | 73.4516 | 0 | 73.4516 | 0 | 73.4516 | 42.7758 | 0 | 44.0591 | 0 | 44.0591 | 0 | 44.0591
2018-08-01 | 58.8199 | 0 | 60.5845 | 0 | 60.5845 | 0 | 60.5845 | 42.1707 | 0 | 43.4358 | 0 | 43.4358 | 0 | 43.4358
2018-09-01 | 47.3345 | 0 | 48.7545 | 0 | 48.7545 | 0 | 48.7545 | 40.4447 | 0 | 41.6581 | 0 | 41.6581 | 0 | 41.6581
2018-10-01 | 44.9551 | 0 | 46.3037 | 0 | 46.3037 | 0 | 46.3037 | 38.1625 | 0 | 39.3074 | 0 | 39.3074 | 0 | 39.3074
2018-11-01 | 48.925 | 0 | 50.3928 | 0 | 50.3928 | 0 | 50.3928 | 42.3636 | 0 | 43.6345 | 0 | 43.6345 | 0 | 43.6345
2018-12-01 | 74.0406 | 0 | 76.2618 | 0 | 76.2618 | 0 | 76.2618 | 56.152 | 0 | 57.8366 | 0 | 57.8366 | 0 | 57.8366
2019-01-01 | 106.1779 | 0 | 109.3633 | 0 | 109.3633 | 0 | 109.3633 | 71.7817 | 0 | 73.9352 | 0 | 73.9352 | 0 | 73.9352
2019-02-01 | 76.4794 | 0 | 78.7738 | 0 | 78.7738 | 0 | 78.7738 | 64.5547 | 0 | 66.4913 | 0 | 66.4913 | 0 | 66.4913
2019-03-01 | 52.9759 | 0 | 54.5651 | 0 | 54.5651 | 0 | 54.5651 | 43.9734 | 0 | 45.2926 | 0 | 45.2926 | 0 | 45.2926
2019-04-01 | 48.7015 | 0 | 50.1626 | 0 | 50.1626 | 0 | 50.1626 | 39.1321 | 0 | 40.3061 | 0 | 40.3061 | 0 | 40.3061
2019-05-01 | 49.7461 | 0 | 51.2384 | 0 | 51.2384 | 0 | 51.2384 | 40.0213 | 0 | 41.2219 | 0 | 41.2219 | 0 | 41.2219
2019-06-01 | 58.0777 | 0 | 59.82 | 0 | 59.82 | 0 | 59.82 | 40.3105 | 0 | 41.5198 | 0 | 41.5198 | 0 | 41.5198
2019-07-01 | 74.802 | 0 | 77.0461 | 0 | 77.0461 | 0 | 77.0461 | 44.1546 | 0 | 45.4792 | 0 | 45.4792 | 0 | 45.4792
2019-08-01 | 59.901 | 0 | 61.698 | 0 | 61.698 | 0 | 61.698 | 43.439 | 0 | 44.7422 | 0 | 44.7422 | 0 | 44.7422
2019-09-01 | 48.5728 | 0 | 50.03 | 0 | 50.03 | 0 | 50.03 | 41.3106 | 0 | 42.5499 | 0 | 42.5499 | 0 | 42.5499
2019-10-01 | 46.1477 | 0 | 47.5321 | 0 | 47.5321 | 0 | 47.5321 | 39.3953 | 0 | 40.5771 | 0 | 40.5771 | 0 | 40.5771
2019-11-01 | 50.6516 | 0 | 52.1712 | 0 | 52.1712 | 0 | 52.1712 | 43.8082 | 0 | 45.1224 | 0 | 45.1224 | 0 | 45.1224
2019-12-01 | 76.4023 | 0 | 78.6944 | 0 | 78.6944 | 0 | 78.6944 | 57.7053 | 0 | 59.4364 | 0 | 59.4364 | 0 | 59.4364
2020-01-01 | 110.2777 | 0 | 113.586 | 0 | 113.586 | 0 | 113.586 | 74.1855 | 0 | 76.411 | 0 | 76.411 | 0 | 76.411
2020-02-01 | 79.0562 | 0 | 81.4279 | 0 | 81.4279 | 0 | 81.4279 | 66.8537 | 0 | 68.8593 | 0 | 68.8593 | 0 | 68.8593
2020-03-01 | 55.5474 | 0 | 57.2138 | 0 | 57.2138 | 0 | 57.2138 | 46.0479 | 0 | 47.4294 | 0 | 47.4294 | 0 | 47.4294
2020-04-01 | 50.6178 | 0 | 52.1363 | 0 | 52.1363 | 0 | 52.1363 | 41.1799 | 0 | 42.4153 | 0 | 42.4153 | 0 | 42.4153
2020-05-01 | 52.5858 | 0 | 54.1633 | 0 | 54.1633 | 0 | 54.1633 | 42.3889 | 0 | 43.6605 | 0 | 43.6605 | 0 | 43.6605
2020-06-01 | 62.9368 | 0 | 64.8249 | 0 | 64.8249 | 0 | 64.8249 | 43.1562 | 0 | 44.4509 | 0 | 44.4509 | 0 | 44.4509
2020-07-01 | 77.083 | 0 | 79.3955 | 0 | 79.3955 | 0 | 79.3955 | 46.2302 | 0 | 47.6171 | 0 | 47.6171 | 0 | 47.6171
2020-08-01 | 61.6949 | 0 | 63.5458 | 0 | 63.5458 | 0 | 63.5458 | 45.276 | 0 | 46.6343 | 0 | 46.6343 | 0 | 46.6343
2020-09-01 | 50.3338 | 0 | 51.8438 | 0 | 51.8438 | 0 | 51.8438 | 43.1704 | 0 | 44.4655 | 0 | 44.4655 | 0 | 44.4655
2020-10-01 | 47.8977 | 0 | 49.3347 | 0 | 49.3347 | 0 | 49.3347 | 41.3193 | 0 | 42.5589 | 0 | 42.5589 | 0 | 42.5589
2020-11-01 | 53.9957 | 0 | 55.6156 | 0 | 55.6156 | 0 | 55.6156 | 45.7946 | 0 | 47.1684 | 0 | 47.1684 | 0 | 47.1684
2020-12-01 | 79.9029 | 0 | 82.3 | 0 | 82.3 | 0 | 82.3 | 59.7725 | 0 | 61.5657 | 0 | 61.5657 | 0 | 61.5657
2021-01-01 | 112.8287 | 0 | 116.2136 | 0 | 116.2136 | 0 | 116.2136 | 75.9292 | 0 | 78.2071 | 0 | 78.2071 | 0 | 78.2071
2021-02-01 | 81.5636 | 0 | 84.0105 | 0 | 84.0105 | 0 | 84.0105 | 68.0326 | 0 | 70.0735 | 0 | 70.0735 | 0 | 70.0735
2021-03-01 | 57.2487 | 0 | 58.9661 | 0 | 58.9661 | 0 | 58.9661 | 47.5009 | 0 | 48.9259 | 0 | 48.9259 | 0 | 48.9259
2021-04-01 | 52.478 | 0 | 54.0524 | 0 | 54.0524 | 0 | 54.0524 | 42.4555 | 0 | 43.7292 | 0 | 43.7292 | 0 | 43.7292
2021-05-01 | 55.8468 | 0 | 57.5222 | 0 | 57.5222 | 0 | 57.5222 | 43.8272 | 0 | 45.142 | 0 | 45.142 | 0 | 45.142
2021-06-01 | 64.4567 | 0 | 66.3904 | 0 | 66.3904 | 0 | 66.3904 | 44.8682 | 0 | 46.2143 | 0 | 46.2143 | 0 | 46.2143
2021-07-01 | 78.3453 | 0 | 80.6956 | 0 | 80.6956 | 0 | 80.6956 | 47.6538 | 0 | 49.0834 | 0 | 49.0834 | 0 | 49.0834
2021-08-01 | 62.3581 | 0 | 64.2289 | 0 | 64.2289 | 0 | 64.2289 | 46.5838 | 0 | 47.9813 | 0 | 47.9813 | 0 | 47.9813
2021-09-01 | 51.4113 | 0 | 52.9536 | 0 | 52.9536 | 0 | 52.9536 | 44.5183 | 0 | 45.8538 | 0 | 45.8538 | 0 | 45.8538
2021-10-01 | 49.0299 | 0 | 50.5008 | 0 | 50.5008 | 0 | 50.5008 | 42.5224 | 0 | 43.7981 | 0 | 43.7981 | 0 | 43.7981
2021-11-01 | 55.9672 | 0 | 57.6462 | 0 | 57.6462 | 0 | 57.6462 | 47.1132 | 0 | 48.5266 | 0 | 48.5266 | 0 | 48.5266
2021-12-01 | 81.5044 | 0 | 83.9495 | 0 | 83.9495 | 0 | 83.9495 | 61.3698 | 0 | 63.2109 | 0 | 63.2109 | 0 | 63.2109
2022-01-01 | 116.1454 | 0 | 119.6298 | 0 | 119.6298 | 0 | 119.6298 | 78.4773 | 0 | 80.8316 | 0 | 80.8316 | 0 | 80.8316
2022-02-01 | 84.2497 | 0 | 86.7771 | 0 | 86.7771 | 0 | 86.7771 | 70.6434 | 0 | 72.7627 | 0 | 72.7627 | 0 | 72.7627
2022-03-01 | 59.3021 | 0 | 61.0812 | 0 | 61.0812 | 0 | 61.0812 | 49.7056 | 0 | 51.1968 | 0 | 51.1968 | 0 | 51.1968
2022-04-01 | 55.4419 | 0 | 57.1051 | 0 | 57.1051 | 0 | 57.1051 | 44.5842 | 0 | 45.9217 | 0 | 45.9217 | 0 | 45.9217
2022-05-01 | 62.6524 | 0 | 64.5319 | 0 | 64.5319 | 0 | 64.5319 | 46.1987 | 0 | 47.5847 | 0 | 47.5847 | 0 | 47.5847
2022-06-01 | 66.3203 | 0 | 68.3099 | 0 | 68.3099 | 0 | 68.3099 | 47.3261 | 0 | 48.7458 | 0 | 48.7458 | 0 | 48.7458
2022-07-01 | 80.979 | 0 | 83.4084 | 0 | 83.4084 | 0 | 83.4084 | 49.831 | 0 | 51.326 | 0 | 51.326 | 0 | 51.326
2022-08-01 | 63.3123 | 0 | 65.2117 | 0 | 65.2117 | 0 | 65.2117 | 49.0626 | 0 | 50.5345 | 0 | 50.5345 | 0 | 50.5345
2022-09-01 | 53.2691 | 0 | 54.8672 | 0 | 54.8672 | 0 | 54.8672 | 46.6492 | 0 | 48.0486 | 0 | 48.0486 | 0 | 48.0486
2022-10-01 | 50.96 | 0 | 52.4888 | 0 | 52.4888 | 0 | 52.4888 | 44.5855 | 0 | 45.9231 | 0 | 45.9231 | 0 | 45.9231
2022-11-01 | 58.5507 | 0 | 60.3072 | 0 | 60.3072 | 0 | 60.3072 | 49.116 | 0 | 50.5895 | 0 | 50.5895 | 0 | 50.5895
2022-12-01 | 84.5461 | 0 | 87.0824 | 0 | 87.0824 | 0 | 87.0824 | 63.9718 | 0 | 65.8909 | 0 | 65.8909 | 0 | 65.8909
2023-01-01 | 118.4683 | 0 | 122.0224 | 0 | 122.0224 | 0 | 122.0224 | 80.0468 | 0 | 82.4482 | 0 | 82.4482 | 0 | 82.4482
2023-02-01 | 85.9346 | 0 | 88.5127 | 0 | 88.5127 | 0 | 88.5127 | 72.0563 | 0 | 74.218 | 0 | 74.218 | 0 | 74.218
2023-03-01 | 60.4881 | 0 | 62.3028 | 0 | 62.3028 | 0 | 62.3028 | 50.6997 | 0 | 52.2207 | 0 | 52.2207 | 0 | 52.2207
2023-04-01 | 56.5507 | 0 | 58.2472 | 0 | 58.2472 | 0 | 58.2472 | 45.4758 | 0 | 46.8401 | 0 | 46.8401 | 0 | 46.8401
2023-05-01 | 63.9054 | 0 | 65.8226 | 0 | 65.8226 | 0 | 65.8226 | 47.1227 | 0 | 48.5364 | 0 | 48.5364 | 0 | 48.5364
2023-06-01 | 67.6467 | 0 | 69.6761 | 0 | 69.6761 | 0 | 69.6761 | 48.2726 | 0 | 49.7208 | 0 | 49.7208 | 0 | 49.7208
2023-07-01 | 82.5986 | 0 | 85.0766 | 0 | 85.0766 | 0 | 85.0766 | 50.8276 | 0 | 52.3525 | 0 | 52.3525 | 0 | 52.3525
2023-08-01 | 64.5786 | 0 | 66.5159 | 0 | 66.5159 | 0 | 66.5159 | 50.0439 | 0 | 51.5452 | 0 | 51.5452 | 0 | 51.5452
2023-09-01 | 54.3345 | 0 | 55.9645 | 0 | 55.9645 | 0 | 55.9645 | 47.5821 | 0 | 49.0096 | 0 | 49.0096 | 0 | 49.0096
2023-10-01 | 51.9792 | 0 | 53.5386 | 0 | 53.5386 | 0 | 53.5386 | 45.4772 | 0 | 46.8416 | 0 | 46.8416 | 0 | 46.8416
2023-11-01 | 59.7217 | 0 | 61.5134 | 0 | 61.5134 | 0 | 61.5134 | 50.0984 | 0 | 51.6013 | 0 | 51.6013 | 0 | 51.6013
2023-12-01 | 86.237 | 0 | 88.8241 | 0 | 88.8241 | 0 | 88.8241 | 65.2512 | 0 | 67.2087 | 0 | 67.2087 | 0 | 67.2087
2024-01-01 | 120.8377 | 0 | 124.4628 | 0 | 124.4628 | 0 | 124.4628 | 81.6478 | 0 | 84.0972 | 0 | 84.0972 | 0 | 84.0972
2024-02-01 | 87.6533 | 0 | 90.2829 | 0 | 90.2829 | 0 | 90.2829 | 73.4974 | 0 | 75.7024 | 0 | 75.7024 | 0 | 75.7024
2024-03-01 | 61.6979 | 0 | 63.5488 | 0 | 63.5488 | 0 | 63.5488 | 51.7137 | 0 | 53.2651 | 0 | 53.2651 | 0 | 53.2651
2024-04-01 | 57.6817 | 0 | 59.4122 | 0 | 59.4122 | 0 | 59.4122 | 46.3854 | 0 | 47.7769 | 0 | 47.7769 | 0 | 47.7769
2024-05-01 | 65.1835 | 0 | 67.139 | 0 | 67.139 | 0 | 67.139 | 48.0652 | 0 | 49.5071 | 0 | 49.5071 | 0 | 49.5071
2024-06-01 | 68.9996 | 0 | 71.0696 | 0 | 71.0696 | 0 | 71.0696 | 49.238 | 0 | 50.7152 | 0 | 50.7152 | 0 | 50.7152
2024-07-01 | 84.2506 | 0 | 86.7781 | 0 | 86.7781 | 0 | 86.7781 | 51.8442 | 0 | 53.3995 | 0 | 53.3995 | 0 | 53.3995
2024-08-01 | 65.8702 | 0 | 67.8463 | 0 | 67.8463 | 0 | 67.8463 | 51.0447 | 0 | 52.5761 | 0 | 52.5761 | 0 | 52.5761
2024-09-01 | 55.4212 | 0 | 57.0838 | 0 | 57.0838 | 0 | 57.0838 | 48.5338 | 0 | 49.9898 | 0 | 49.9898 | 0 | 49.9898
2024-10-01 | 53.0188 | 0 | 54.6093 | 0 | 54.6093 | 0 | 54.6093 | 46.3868 | 0 | 47.7784 | 0 | 47.7784 | 0 | 47.7784
2024-11-01 | 60.9162 | 0 | 62.7436 | 0 | 62.7436 | 0 | 62.7436 | 51.1003 | 0 | 52.6333 | 0 | 52.6333 | 0 | 52.6333
2024-12-01 | 87.9617 | 0 | 90.6006 | 0 | 90.6006 | 0 | 90.6006 | 66.5562 | 0 | 68.5529 | 0 | 68.5529 | 0 | 68.5529
2025-01-01 | 123.2544 | 0 | 126.9521 | 0 | 126.9521 | 0 | 126.9521 | 83.2807 | 0 | 85.7791 | 0 | 85.7791 | 0 | 85.7791
2025-02-01 | 89.4064 | 0 | 92.0886 | 0 | 92.0886 | 0 | 92.0886 | 74.9674 | 0 | 77.2164 | 0 | 77.2164 | 0 | 77.2164
2025-03-01 | 62.9319 | 0 | 64.8198 | 0 | 64.8198 | 0 | 64.8198 | 52.748 | 0 | 54.3304 | 0 | 54.3304 | 0 | 54.3304
2025-04-01 | 58.8354 | 0 | 60.6004 | 0 | 60.6004 | 0 | 60.6004 | 47.3131 | 0 | 48.7325 | 0 | 48.7325 | 0 | 48.7325
2025-05-01 | 66.4872 | 0 | 68.4818 | 0 | 68.4818 | 0 | 68.4818 | 49.0265 | 0 | 50.4973 | 0 | 50.4973 | 0 | 50.4973
2025-06-01 | 70.3796 | 0 | 72.491 | 0 | 72.491 | 0 | 72.491 | 50.2228 | 0 | 51.7295 | 0 | 51.7295 | 0 | 51.7295
2025-07-01 | 85.9356 | 0 | 88.5136 | 0 | 88.5136 | 0 | 88.5136 | 52.8811 | 0 | 54.4675 | 0 | 54.4675 | 0 | 54.4675
2025-08-01 | 67.1876 | 0 | 69.2032 | 0 | 69.2032 | 0 | 69.2032 | 52.0656 | 0 | 53.6276 | 0 | 53.6276 | 0 | 53.6276
2025-09-01 | 56.5296 | 0 | 58.2255 | 0 | 58.2255 | 0 | 58.2255 | 49.5045 | 0 | 50.9896 | 0 | 50.9896 | 0 | 50.9896
2025-10-01 | 54.0792 | 0 | 55.7015 | 0 | 55.7015 | 0 | 55.7015 | 47.3145 | 0 | 48.734 | 0 | 48.734 | 0 | 48.734
2025-11-01 | 62.1345 | 0 | 63.9985 | 0 | 63.9985 | 0 | 63.9985 | 52.1223 | 0 | 53.686 | 0 | 53.686 | 0 | 53.686
2025-12-01 | 89.7209 | 0 | 92.4126 | 0 | 92.4126 | 0 | 92.4126 | 67.8873 | 0 | 69.924 | 0 | 69.924 | 0 | 69.924
2026-01-01 | 125.7195 | 0 | 129.4911 | 0 | 129.4911 | 0 | 129.4911 | 84.9463 | 0 | 87.4947 | 0 | 87.4947 | 0 | 87.4947
2026-02-01 | 91.1945 | 0 | 93.9304 | 0 | 93.9304 | 0 | 93.9304 | 76.4667 | 0 | 78.7607 | 0 | 78.7607 | 0 | 78.7607
2026-03-01 | 64.1905 | 0 | 66.1162 | 0 | 66.1162 | 0 | 66.1162 | 53.8029 | 0 | 55.417 | 0 | 55.417 | 0 | 55.417
2026-04-01 | 60.0121 | 0 | 61.8124 | 0 | 61.8124 | 0 | 61.8124 | 48.2593 | 0 | 49.7071 | 0 | 49.7071 | 0 | 49.7071
2026-05-01 | 67.8169 | 0 | 69.8514 | 0 | 69.8514 | 0 | 69.8514 | 50.007 | 0 | 51.5072 | 0 | 51.5072 | 0 | 51.5072
2026-06-01 | 71.7872 | 0 | 73.9408 | 0 | 73.9408 | 0 | 73.9408 | 51.2272 | 0 | 52.7641 | 0 | 52.7641 | 0 | 52.7641
2026-07-01 | 87.6543 | 0 | 90.2839 | 0 | 90.2839 | 0 | 90.2839 | 53.9387 | 0 | 55.5569 | 0 | 55.5569 | 0 | 55.5569
2026-08-01 | 68.5313 | 0 | 70.5872 | 0 | 70.5872 | 0 | 70.5872 | 53.1069 | 0 | 54.7002 | 0 | 54.7002 | 0 | 54.7002
2026-09-01 | 57.6602 | 0 | 59.39 | 0 | 59.39 | 0 | 59.39 | 50.4945 | 0 | 52.0094 | 0 | 52.0094 | 0 | 52.0094
2026-10-01 | 55.1607 | 0 | 56.8156 | 0 | 56.8156 | 0 | 56.8156 | 48.2608 | 0 | 49.7086 | 0 | 49.7086 | 0 | 49.7086
2026-11-01 | 63.3772 | 0 | 65.2785 | 0 | 65.2785 | 0 | 65.2785 | 53.1648 | 0 | 54.7597 | 0 | 54.7597 | 0 | 54.7597
2026-12-01 | 91.5154 | 0 | 94.2608 | 0 | 94.2608 | 0 | 94.2608 | 69.2451 | 0 | 71.3224 | 0 | 71.3224 | 0 | 71.3224
2027-01-01 | 128.2339 | 0 | 132.0809 | 0 | 132.0809 | 0 | 132.0809 | 86.6453 | 0 | 89.2446 | 0 | 89.2446 | 0 | 89.2446
2027-02-01 | 93.0184 | 0 | 95.809 | 0 | 95.809 | 0 | 95.809 | 77.9961 | 0 | 80.3359 | 0 | 80.3359 | 0 | 80.3359
2027-03-01 | 65.4743 | 0 | 67.4385 | 0 | 67.4385 | 0 | 67.4385 | 54.879 | 0 | 56.5254 | 0 | 56.5254 | 0 | 56.5254
2027-04-01 | 61.2123 | 0 | 63.0487 | 0 | 63.0487 | 0 | 63.0487 | 49.2245 | 0 | 50.7013 | 0 | 50.7013 | 0 | 50.7013
2027-05-01 | 69.1733 | 0 | 71.2485 | 0 | 71.2485 | 0 | 71.2485 | 51.0072 | 0 | 52.5374 | 0 | 52.5374 | 0 | 52.5374
2027-06-01 | 73.2229 | 0 | 75.4196 | 0 | 75.4196 | 0 | 75.4196 | 52.2518 | 0 | 53.8193 | 0 | 53.8193 | 0 | 53.8193
2027-07-01 | 89.4074 | 0 | 92.0896 | 0 | 92.0896 | 0 | 92.0896 | 55.0175 | 0 | 56.668 | 0 | 56.668 | 0 | 56.668
2027-08-01 | 69.9019 | 0 | 71.999 | 0 | 71.999 | 0 | 71.999 | 54.1691 | 0 | 55.7942 | 0 | 55.7942 | 0 | 55.7942
2027-09-01 | 58.8134 | 0 | 60.5778 | 0 | 60.5778 | 0 | 60.5778 | 51.5044 | 0 | 53.0496 | 0 | 53.0496 | 0 | 53.0496
2027-10-01 | 56.264 | 0 | 57.9519 | 0 | 57.9519 | 0 | 57.9519 | 49.226 | 0 | 50.7028 | 0 | 50.7028 | 0 | 50.7028
2027-11-01 | 64.6447 | 0 | 66.5841 | 0 | 66.5841 | 0 | 66.5841 | 54.2281 | 0 | 55.8549 | 0 | 55.8549 | 0 | 55.8549
2027-12-01 | 93.3457 | 0 | 96.146 | 0 | 96.146 | 0 | 96.146 | 70.63 | 0 | 72.7489 | 0 | 72.7489 | 0 | 72.7489
2028-01-01 | 130.7986 | 0 | 134.7226 | 0 | 134.7226 | 0 | 134.7226 | 88.3782 | 0 | 91.0295 | 0 | 91.0295 | 0 | 91.0295
2028-02-01 | 94.8788 | 0 | 97.7252 | 0 | 97.7252 | 0 | 97.7252 | 79.556 | 0 | 81.9427 | 0 | 81.9427 | 0 | 81.9427
2028-03-01 | 66.7838 | 0 | 68.7873 | 0 | 68.7873 | 0 | 68.7873 | 55.9766 | 0 | 57.6559 | 0 | 57.6559 | 0 | 57.6559
2028-04-01 | 62.4366 | 0 | 64.3097 | 0 | 64.3097 | 0 | 64.3097 | 50.209 | 0 | 51.7153 | 0 | 51.7153 | 0 | 51.7153
2028-05-01 | 70.5567 | 0 | 72.6734 | 0 | 72.6734 | 0 | 72.6734 | 52.0273 | 0 | 53.5881 | 0 | 53.5881 | 0 | 53.5881
2028-06-01 | 74.6874 | 0 | 76.928 | 0 | 76.928 | 0 | 76.928 | 53.2968 | 0 | 54.8957 | 0 | 54.8957 | 0 | 54.8957
2028-07-01 | 91.1955 | 0 | 93.9314 | 0 | 93.9314 | 0 | 93.9314 | 56.1178 | 0 | 57.8014 | 0 | 57.8014 | 0 | 57.8014
2028-08-01 | 71.3 | 0 | 73.439 | 0 | 73.439 | 0 | 73.439 | 55.2525 | 0 | 56.91 | 0 | 56.91 | 0 | 56.91
2028-09-01 | 59.9897 | 0 | 61.7894 | 0 | 61.7894 | 0 | 61.7894 | 52.5345 | 0 | 54.1106 | 0 | 54.1106 | 0 | 54.1106
2028-10-01 | 57.3892 | 0 | 59.1109 | 0 | 59.1109 | 0 | 59.1109 | 50.2106 | 0 | 51.7169 | 0 | 51.7169 | 0 | 51.7169
2028-11-01 | 65.9376 | 0 | 67.9157 | 0 | 67.9157 | 0 | 67.9157 | 55.3126 | 0 | 56.972 | 0 | 56.972 | 0 | 56.972
2028-12-01 | 95.2126 | 0 | 98.069 | 0 | 98.069 | 0 | 98.069 | 72.0426 | 0 | 74.2039 | 0 | 74.2039 | 0 | 74.2039
2029-01-01 | 133.4146 | 0 | 137.417 | 0 | 137.417 | 0 | 137.417 | 90.1457 | 0 | 92.8501 | 0 | 92.8501 | 0 | 92.8501
2029-02-01 | 96.7764 | 0 | 99.6797 | 0 | 99.6797 | 0 | 99.6797 | 81.1471 | 0 | 83.5815 | 0 | 83.5815 | 0 | 83.5815
2029-03-01 | 68.1195 | 0 | 70.163 | 0 | 70.163 | 0 | 70.163 | 57.0961 | 0 | 58.809 | 0 | 58.809 | 0 | 58.809
2029-04-01 | 63.6853 | 0 | 65.5958 | 0 | 65.5958 | 0 | 65.5958 | 51.2132 | 0 | 52.7496 | 0 | 52.7496 | 0 | 52.7496
2029-05-01 | 71.9679 | 0 | 74.1269 | 0 | 74.1269 | 0 | 74.1269 | 53.0678 | 0 | 54.6599 | 0 | 54.6599 | 0 | 54.6599
2029-06-01 | 76.1811 | 0 | 78.4666 | 0 | 78.4666 | 0 | 78.4666 | 54.3628 | 0 | 55.9936 | 0 | 55.9936 | 0 | 55.9936
2029-07-01 | 93.0194 | 0 | 95.81 | 0 | 95.81 | 0 | 95.81 | 57.2402 | 0 | 58.9574 | 0 | 58.9574 | 0 | 58.9574
2029-08-01 | 72.726 | 0 | 74.9078 | 0 | 74.9078 | 0 | 74.9078 | 56.3575 | 0 | 58.0482 | 0 | 58.0482 | 0 | 58.0482
2029-09-01 | 61.1895 | 0 | 63.0252 | 0 | 63.0252 | 0 | 63.0252 | 53.5852 | 0 | 55.1928 | 0 | 55.1928 | 0 | 55.1928
2029-10-01 | 58.537 | 0 | 60.2931 | 0 | 60.2931 | 0 | 60.2931 | 51.2148 | 0 | 52.7512 | 0 | 52.7512 | 0 | 52.7512
2029-11-01 | 67.2564 | 0 | 69.2741 | 0 | 69.2741 | 0 | 69.2741 | 56.4189 | 0 | 58.1114 | 0 | 58.1114 | 0 | 58.1114
2029-12-01 | 97.1168 | 0 | 100.0303 | 0 | 100.0303 | 0 | 100.0303 | 73.4834 | 0 | 75.6879 | 0 | 75.6879 | 0 | 75.6879
2030-01-01 | 136.0829 | 0 | 140.1654 | 0 | 140.1654 | 0 | 140.1654 | 91.9486 | 0 | 94.7071 | 0 | 94.7071 | 0 | 94.7071
2030-02-01 | 98.7119 | 0 | 101.6733 | 0 | 101.6733 | 0 | 101.6733 | 82.77 | 0 | 85.2531 | 0 | 85.2531 | 0 | 85.2531
2030-03-01 | 69.4819 | 0 | 71.5663 | 0 | 71.5663 | 0 | 71.5663 | 58.238 | 0 | 59.9852 | 0 | 59.9852 | 0 | 59.9852
2030-04-01 | 64.959 | 0 | 66.9078 | 0 | 66.9078 | 0 | 66.9078 | 52.2375 | 0 | 53.8046 | 0 | 53.8046 | 0 | 53.8046
2030-05-01 | 73.4072 | 0 | 75.6094 | 0 | 75.6094 | 0 | 75.6094 | 54.1292 | 0 | 55.7531 | 0 | 55.7531 | 0 | 55.7531
2030-06-01 | 77.7047 | 0 | 80.0359 | 0 | 80.0359 | 0 | 80.0359 | 55.45 | 0 | 57.1135 | 0 | 57.1135 | 0 | 57.1135
2030-07-01 | 94.8798 | 0 | 97.7262 | 0 | 97.7262 | 0 | 97.7262 | 58.385 | 0 | 60.1365 | 0 | 60.1365 | 0 | 60.1365
2030-08-01 | 74.1805 | 0 | 76.4059 | 0 | 76.4059 | 0 | 76.4059 | 57.4847 | 0 | 59.2092 | 0 | 59.2092 | 0 | 59.2092
2030-09-01 | 62.4133 | 0 | 64.2857 | 0 | 64.2857 | 0 | 64.2857 | 54.6569 | 0 | 56.2966 | 0 | 56.2966 | 0 | 56.2966
2030-10-01 | 59.7078 | 0 | 61.499 | 0 | 61.499 | 0 | 61.499 | 52.2391 | 0 | 53.8062 | 0 | 53.8062 | 0 | 53.8062
2030-11-01 | 68.6015 | 0 | 70.6595 | 0 | 70.6595 | 0 | 70.6595 | 57.5473 | 0 | 59.2737 | 0 | 59.2737 | 0 | 59.2737
2030-12-01 | 99.0592 | 0 | 102.0309 | 0 | 102.0309 | 0 | 102.0309 | 74.9531 | 0 | 77.2017 | 0 | 77.2017 | 0 | 77.2017
2031-01-01 | 138.8045 | 0 | 142.9687 | 0 | 142.9687 | 0 | 142.9687 | 93.7876 | 0 | 96.6012 | 0 | 96.6012 | 0 | 96.6012
2031-02-01 | 100.6861 | 0 | 103.7067 | 0 | 103.7067 | 0 | 103.7067 | 84.4254 | 0 | 86.9582 | 0 | 86.9582 | 0 | 86.9582
2031-03-01 | 70.8715 | 0 | 72.9976 | 0 | 72.9976 | 0 | 72.9976 | 59.4028 | 0 | 61.1849 | 0 | 61.1849 | 0 | 61.1849
2031-04-01 | 66.2582 | 0 | 68.2459 | 0 | 68.2459 | 0 | 68.2459 | 53.2822 | 0 | 54.8807 | 0 | 54.8807 | 0 | 54.8807
2031-05-01 | 74.8754 | 0 | 77.1216 | 0 | 77.1216 | 0 | 77.1216 | 55.2118 | 0 | 56.8681 | 0 | 56.8681 | 0 | 56.8681
2031-06-01 | 79.2588 | 0 | 81.6366 | 0 | 81.6366 | 0 | 81.6366 | 56.559 | 0 | 58.2558 | 0 | 58.2558 | 0 | 58.2558
2031-07-01 | 96.7774 | 0 | 99.6807 | 0 | 99.6807 | 0 | 99.6807 | 59.5527 | 0 | 61.3393 | 0 | 61.3393 | 0 | 61.3393
2031-08-01 | 75.6641 | 0 | 77.934 | 0 | 77.934 | 0 | 77.934 | 58.6344 | 0 | 60.3934 | 0 | 60.3934 | 0 | 60.3934
2031-09-01 | 63.6615 | 0 | 65.5714 | 0 | 65.5714 | 0 | 65.5714 | 55.7501 | 0 | 57.4226 | 0 | 57.4226 | 0 | 57.4226
2031-10-01 | 60.9019 | 0 | 62.729 | 0 | 62.729 | 0 | 62.729 | 53.2838 | 0 | 54.8824 | 0 | 54.8824 | 0 | 54.8824
2031-11-01 | 69.9735 | 0 | 72.0727 | 0 | 72.0727 | 0 | 72.0727 | 58.6982 | 0 | 60.4592 | 0 | 60.4592 | 0 | 60.4592
2031-12-01 | 101.0404 | 0 | 104.0716 | 0 | 104.0716 | 0 | 104.0716 | 76.4522 | 0 | 78.7457 | 0 | 78.7457 | 0 | 78.7457
2032-01-01 | 141.5806 | 0 | 145.828 | 0 | 145.828 | 0 | 145.828 | 95.6634 | 0 | 98.5333 | 0 | 98.5333 | 0 | 98.5333
2032-02-01 | 102.6999 | 0 | 105.7809 | 0 | 105.7809 | 0 | 105.7809 | 86.114 | 0 | 88.6974 | 0 | 88.6974 | 0 | 88.6974
2032-03-01 | 72.2889 | 0 | 74.4576 | 0 | 74.4576 | 0 | 74.4576 | 60.5908 | 0 | 62.4086 | 0 | 62.4086 | 0 | 62.4086
2032-04-01 | 67.5833 | 0 | 69.6108 | 0 | 69.6108 | 0 | 69.6108 | 54.3478 | 0 | 55.9783 | 0 | 55.9783 | 0 | 55.9783
2032-05-01 | 76.3729 | 0 | 78.6641 | 0 | 78.6641 | 0 | 78.6641 | 56.316 | 0 | 58.0055 | 0 | 58.0055 | 0 | 58.0055
2032-06-01 | 80.844 | 0 | 83.2693 | 0 | 83.2693 | 0 | 83.2693 | 57.6902 | 0 | 59.4209 | 0 | 59.4209 | 0 | 59.4209
2032-07-01 | 98.713 | 0 | 101.6744 | 0 | 101.6744 | 0 | 101.6744 | 60.7437 | 0 | 62.5661 | 0 | 62.5661 | 0 | 62.5661
2032-08-01 | 77.1774 | 0 | 79.4927 | 0 | 79.4927 | 0 | 79.4927 | 59.807 | 0 | 61.6013 | 0 | 61.6013 | 0 | 61.6013
2032-09-01 | 64.9348 | 0 | 66.8828 | 0 | 66.8828 | 0 | 66.8828 | 56.8651 | 0 | 58.571 | 0 | 58.571 | 0 | 58.571
2032-10-01 | 62.12 | 0 | 63.9836 | 0 | 63.9836 | 0 | 63.9836 | 54.3495 | 0 | 55.98 | 0 | 55.98 | 0 | 55.98
2032-11-01 | 71.373 | 0 | 73.5142 | 0 | 73.5142 | 0 | 73.5142 | 59.8722 | 0 | 61.6683 | 0 | 61.6683 | 0 | 61.6683
2032-12-01 | 103.0612 | 0 | 106.153 | 0 | 106.153 | 0 | 106.153 | 77.9812 | 0 | 80.3207 | 0 | 80.3207 | 0 | 80.3207
2033-01-01 | 144.4122 | 0 | 148.7446 | 0 | 148.7446 | 0 | 148.7446 | 97.5766 | 0 | 100.5039 | 0 | 100.5039 | 0 | 100.5039
2033-02-01 | 104.7539 | 0 | 107.8965 | 0 | 107.8965 | 0 | 107.8965 | 87.8362 | 0 | 90.4713 | 0 | 90.4713 | 0 | 90.4713
2033-03-01 | 73.7347 | 0 | 75.9467 | 0 | 75.9467 | 0 | 75.9467 | 61.8026 | 0 | 63.6567 | 0 | 63.6567 | 0 | 63.6567
2033-04-01 | 68.935 | 0 | 71.0031 | 0 | 71.0031 | 0 | 71.0031 | 55.4348 | 0 | 57.0979 | 0 | 57.0979 | 0 | 57.0979
2033-05-01 | 77.9003 | 0 | 80.2373 | 0 | 80.2373 | 0 | 80.2373 | 57.4423 | 0 | 59.1656 | 0 | 59.1656 | 0 | 59.1656
2033-06-01 | 82.4609 | 0 | 84.9347 | 0 | 84.9347 | 0 | 84.9347 | 58.844 | 0 | 60.6093 | 0 | 60.6093 | 0 | 60.6093
2033-07-01 | 100.6872 | 0 | 103.7078 | 0 | 103.7078 | 0 | 103.7078 | 61.9586 | 0 | 63.8174 | 0 | 63.8174 | 0 | 63.8174
2033-08-01 | 78.7209 | 0 | 81.0826 | 0 | 81.0826 | 0 | 81.0826 | 61.0032 | 0 | 62.8333 | 0 | 62.8333 | 0 | 62.8333
2033-09-01 | 66.2335 | 0 | 68.2205 | 0 | 68.2205 | 0 | 68.2205 | 58.0024 | 0 | 59.7424 | 0 | 59.7424 | 0 | 59.7424
2033-10-01 | 63.3624 | 0 | 65.2632 | 0 | 65.2632 | 0 | 65.2632 | 55.4365 | 0 | 57.0996 | 0 | 57.0996 | 0 | 57.0996
2033-11-01 | 72.8004 | 0 | 74.9845 | 0 | 74.9845 | 0 | 74.9845 | 61.0696 | 0 | 62.9017 | 0 | 62.9017 | 0 | 62.9017
2033-12-01 | 105.1224 | 0 | 108.2761 | 0 | 108.2761 | 0 | 108.2761 | 79.5408 | 0 | 81.9271 | 0 | 81.9271 | 0 | 81.9271
2034-01-01 | 147.3005 | 0 | 151.7195 | 0 | 151.7195 | 0 | 151.7195 | 99.5282 | 0 | 102.514 | 0 | 102.514 | 0 | 102.514
2034-02-01 | 106.8489 | 0 | 110.0544 | 0 | 110.0544 | 0 | 110.0544 | 89.593 | 0 | 92.2807 | 0 | 92.2807 | 0 | 92.2807
2034-03-01 | 75.2094 | 0 | 77.4657 | 0 | 77.4657 | 0 | 77.4657 | 63.0387 | 0 | 64.9299 | 0 | 64.9299 | 0 | 64.9299
2034-04-01 | 70.3137 | 0 | 72.4231 | 0 | 72.4231 | 0 | 72.4231 | 56.5435 | 0 | 58.2398 | 0 | 58.2398 | 0 | 58.2398
2034-05-01 | 79.4583 | 0 | 81.8421 | 0 | 81.8421 | 0 | 81.8421 | 58.5912 | 0 | 60.3489 | 0 | 60.3489 | 0 | 60.3489
2034-06-01 | 84.1101 | 0 | 86.6334 | 0 | 86.6334 | 0 | 86.6334 | 60.0209 | 0 | 61.8215 | 0 | 61.8215 | 0 | 61.8215
2034-07-01 | 102.701 | 0 | 105.782 | 0 | 105.782 | 0 | 105.782 | 63.1978 | 0 | 65.0937 | 0 | 65.0937 | 0 | 65.0937
2034-08-01 | 80.2954 | 0 | 82.7042 | 0 | 82.7042 | 0 | 82.7042 | 62.2232 | 0 | 64.0899 | 0 | 64.0899 | 0 | 64.0899
2034-09-01 | 67.5581 | 0 | 69.5849 | 0 | 69.5849 | 0 | 69.5849 | 59.1624 | 0 | 60.9373 | 0 | 60.9373 | 0 | 60.9373
2034-10-01 | 64.6296 | 0 | 66.5685 | 0 | 66.5685 | 0 | 66.5685 | 56.5452 | 0 | 58.2416 | 0 | 58.2416 | 0 | 58.2416
2034-11-01 | 74.2565 | 0 | 76.4842 | 0 | 76.4842 | 0 | 76.4842 | 62.291 | 0 | 64.1597 | 0 | 64.1597 | 0 | 64.1597
2034-12-01 | 107.2248 | 0 | 110.4416 | 0 | 110.4416 | 0 | 110.4416 | 81.1317 | 0 | 83.5656 | 0 | 83.5656 | 0 | 83.5656
2035-01-01 | 150.2465 | 0 | 154.7539 | 0 | 154.7539 | 0 | 154.7539 | 101.5187 | 0 | 104.5643 | 0 | 104.5643 | 0 | 104.5643
2035-02-01 | 108.9859 | 0 | 112.2555 | 0 | 112.2555 | 0 | 112.2555 | 91.3848 | 0 | 94.1264 | 0 | 94.1264 | 0 | 94.1264
2035-03-01 | 76.7136 | 0 | 79.015 | 0 | 79.015 | 0 | 79.015 | 64.2995 | 0 | 66.2285 | 0 | 66.2285 | 0 | 66.2285
2035-04-01 | 71.72 | 0 | 73.8716 | 0 | 73.8716 | 0 | 73.8716 | 57.6744 | 0 | 59.4046 | 0 | 59.4046 | 0 | 59.4046
2035-05-01 | 81.0475 | 0 | 83.4789 | 0 | 83.4789 | 0 | 83.4789 | 59.763 | 0 | 61.5559 | 0 | 61.5559 | 0 | 61.5559
2035-06-01 | 85.7923 | 0 | 88.3661 | 0 | 88.3661 | 0 | 88.3661 | 61.2213 | 0 | 63.0579 | 0 | 63.0579 | 0 | 63.0579
2035-07-01 | 104.755 | 0 | 107.8976 | 0 | 107.8976 | 0 | 107.8976 | 64.4617 | 0 | 66.3956 | 0 | 66.3956 | 0 | 66.3956
2035-08-01 | 81.9013 | 0 | 84.3583 | 0 | 84.3583 | 0 | 84.3583 | 63.4677 | 0 | 65.3717 | 0 | 65.3717 | 0 | 65.3717
2035-09-01 | 68.9093 | 0 | 70.9766 | 0 | 70.9766 | 0 | 70.9766 | 60.3457 | 0 | 62.156 | 0 | 62.156 | 0 | 62.156
2035-10-01 | 65.9222 | 0 | 67.8999 | 0 | 67.8999 | 0 | 67.8999 | 57.6761 | 0 | 59.4064 | 0 | 59.4064 | 0 | 59.4064
2035-11-01 | 75.7416 | 0 | 78.0138 | 0 | 78.0138 | 0 | 78.0138 | 63.5368 | 0 | 65.4429 | 0 | 65.4429 | 0 | 65.4429
2035-12-01 | 109.3693 | 0 | 112.6504 | 0 | 112.6504 | 0 | 112.6504 | 82.7543 | 0 | 85.2369 | 0 | 85.2369 | 0 | 85.2369
2036-01-01 | 153.2514 | 0 | 157.849 | 0 | 157.849 | 0 | 157.849 | 103.5491 | 0 | 106.6556 | 0 | 106.6556 | 0 | 106.6556
2036-02-01 | 111.1656 | 0 | 114.5006 | 0 | 114.5006 | 0 | 114.5006 | 93.2125 | 0 | 96.0089 | 0 | 96.0089 | 0 | 96.0089
2036-03-01 | 78.2479 | 0 | 80.5953 | 0 | 80.5953 | 0 | 80.5953 | 65.5855 | 0 | 67.553 | 0 | 67.553 | 0 | 67.553
2036-04-01 | 73.1544 | 0 | 75.349 | 0 | 75.349 | 0 | 75.349 | 58.8279 | 0 | 60.5927 | 0 | 60.5927 | 0 | 60.5927
2036-05-01 | 82.6685 | 0 | 85.1485 | 0 | 85.1485 | 0 | 85.1485 | 60.9583 | 0 | 62.787 | 0 | 62.787 | 0 | 62.787
2036-06-01 | 87.5082 | 0 | 90.1334 | 0 | 90.1334 | 0 | 90.1334 | 62.4457 | 0 | 64.3191 | 0 | 64.3191 | 0 | 64.3191
2036-07-01 | 106.8501 | 0 | 110.0556 | 0 | 110.0556 | 0 | 110.0556 | 65.751 | 0 | 67.7235 | 0 | 67.7235 | 0 | 67.7235
2036-08-01 | 83.5393 | 0 | 86.0455 | 0 | 86.0455 | 0 | 86.0455 | 64.7371 | 0 | 66.6792 | 0 | 66.6792 | 0 | 66.6792
2036-09-01 | 70.2875 | 0 | 72.3961 | 0 | 72.3961 | 0 | 72.3961 | 61.5526 | 0 | 63.3991 | 0 | 63.3991 | 0 | 63.3991
2036-10-01 | 67.2406 | 0 | 69.2579 | 0 | 69.2579 | 0 | 69.2579 | 58.8297 | 0 | 60.5946 | 0 | 60.5946 | 0 | 60.5946
2036-11-01 | 77.2564 | 0 | 79.5741 | 0 | 79.5741 | 0 | 79.5741 | 64.8076 | 0 | 66.7518 | 0 | 66.7518 | 0 | 66.7518
2036-12-01 | 111.5567 | 0 | 114.9034 | 0 | 114.9034 | 0 | 114.9034 | 84.4094 | 0 | 86.9417 | 0 | 86.9417 | 0 | 86.9417
2037-01-01 | 156.3164 | 0 | 161.0059 | 0 | 161.0059 | 0 | 161.0059 | 105.6201 | 0 | 108.7887 | 0 | 108.7887 | 0 | 108.7887
2037-02-01 | 113.3889 | 0 | 116.7906 | 0 | 116.7906 | 0 | 116.7906 | 95.0768 | 0 | 97.9291 | 0 | 97.9291 | 0 | 97.9291
2037-03-01 | 79.8128 | 0 | 82.2072 | 0 | 82.2072 | 0 | 82.2072 | 66.8972 | 0 | 68.9041 | 0 | 68.9041 | 0 | 68.9041
2037-04-01 | 74.6175 | 0 | 76.856 | 0 | 76.856 | 0 | 76.856 | 60.0044 | 0 | 61.8045 | 0 | 61.8045 | 0 | 61.8045
2037-05-01 | 84.3218 | 0 | 86.8515 | 0 | 86.8515 | 0 | 86.8515 | 62.1774 | 0 | 64.0428 | 0 | 64.0428 | 0 | 64.0428
2037-06-01 | 89.2583 | 0 | 91.9361 | 0 | 91.9361 | 0 | 91.9361 | 63.6946 | 0 | 65.6055 | 0 | 65.6055 | 0 | 65.6055
2037-07-01 | 108.9871 | 0 | 112.2567 | 0 | 112.2567 | 0 | 112.2567 | 67.066 | 0 | 69.078 | 0 | 69.078 | 0 | 69.078
2037-08-01 | 85.2101 | 0 | 87.7664 | 0 | 87.7664 | 0 | 87.7664 | 66.0318 | 0 | 68.0128 | 0 | 68.0128 | 0 | 68.0128
2037-09-01 | 71.6932 | 0 | 73.844 | 0 | 73.844 | 0 | 73.844 | 62.7836 | 0 | 64.6671 | 0 | 64.6671 | 0 | 64.6671
2037-10-01 | 68.5855 | 0 | 70.643 | 0 | 70.643 | 0 | 70.643 | 60.0063 | 0 | 61.8065 | 0 | 61.8065 | 0 | 61.8065
2037-11-01 | 78.8015 | 0 | 81.1656 | 0 | 81.1656 | 0 | 81.1656 | 66.1037 | 0 | 68.0868 | 0 | 68.0868 | 0 | 68.0868
2037-12-01 | 113.7879 | 0 | 117.2015 | 0 | 117.2015 | 0 | 117.2015 | 86.0976 | 0 | 88.6805 | 0 | 88.6805 | 0 | 88.6805
2038-01-01 | 159.4428 | 0 | 164.226 | 0 | 164.226 | 0 | 164.226 | 107.7325 | 0 | 110.9645 | 0 | 110.9645 | 0 | 110.9645
2038-02-01 | 115.6567 | 0 | 119.1264 | 0 | 119.1264 | 0 | 119.1264 | 96.9783 | 0 | 99.8876 | 0 | 99.8876 | 0 | 99.8876
2038-03-01 | 81.4091 | 0 | 83.8513 | 0 | 83.8513 | 0 | 83.8513 | 68.2351 | 0 | 70.2822 | 0 | 70.2822 | 0 | 70.2822
2038-04-01 | 76.1098 | 0 | 78.3931 | 0 | 78.3931 | 0 | 78.3931 | 61.2045 | 0 | 63.0406 | 0 | 63.0406 | 0 | 63.0406
2038-05-01 | 86.0083 | 0 | 88.5885 | 0 | 88.5885 | 0 | 88.5885 | 63.421 | 0 | 65.3236 | 0 | 65.3236 | 0 | 65.3236
2038-06-01 | 91.0435 | 0 | 93.7748 | 0 | 93.7748 | 0 | 93.7748 | 64.9685 | 0 | 66.9176 | 0 | 66.9176 | 0 | 66.9176
2038-07-01 | 111.1668 | 0 | 114.5018 | 0 | 114.5018 | 0 | 114.5018 | 68.4073 | 0 | 70.4595 | 0 | 70.4595 | 0 | 70.4595
2038-08-01 | 86.9143 | 0 | 89.5217 | 0 | 89.5217 | 0 | 89.5217 | 67.3524 | 0 | 69.373 | 0 | 69.373 | 0 | 69.373
2038-09-01 | 73.1271 | 0 | 75.3209 | 0 | 75.3209 | 0 | 75.3209 | 64.0393 | 0 | 65.9605 | 0 | 65.9605 | 0 | 65.9605
2038-10-01 | 69.9572 | 0 | 72.0559 | 0 | 72.0559 | 0 | 72.0559 | 61.2064 | 0 | 63.0426 | 0 | 63.0426 | 0 | 63.0426
2038-11-01 | 80.3776 | 0 | 82.7889 | 0 | 82.7889 | 0 | 82.7889 | 67.4258 | 0 | 69.4486 | 0 | 69.4486 | 0 | 69.4486
2038-12-01 | 116.0636 | 0 | 119.5455 | 0 | 119.5455 | 0 | 119.5455 | 87.8195 | 0 | 90.4541 | 0 | 90.4541 | 0 | 90.4541
2039-01-01 | 162.6316 | 0 | 167.5106 | 0 | 167.5106 | 0 | 167.5106 | 109.8871 | 0 | 113.1838 | 0 | 113.1838 | 0 | 113.1838
2039-02-01 | 117.9699 | 0 | 121.509 | 0 | 121.509 | 0 | 121.509 | 98.9179 | 0 | 101.8854 | 0 | 101.8854 | 0 | 101.8854
2039-03-01 | 83.0372 | 0 | 85.5284 | 0 | 85.5284 | 0 | 85.5284 | 69.5998 | 0 | 71.6878 | 0 | 71.6878 | 0 | 71.6878
2039-04-01 | 77.632 | 0 | 79.961 | 0 | 79.961 | 0 | 79.961 | 62.4286 | 0 | 64.3015 | 0 | 64.3015 | 0 | 64.3015
2039-05-01 | 87.7284 | 0 | 90.3603 | 0 | 90.3603 | 0 | 90.3603 | 64.6894 | 0 | 66.6301 | 0 | 66.6301 | 0 | 66.6301
2039-06-01 | 92.8644 | 0 | 95.6503 | 0 | 95.6503 | 0 | 95.6503 | 66.2679 | 0 | 68.2559 | 0 | 68.2559 | 0 | 68.2559
2039-07-01 | 113.3902 | 0 | 116.7919 | 0 | 116.7919 | 0 | 116.7919 | 69.7755 | 0 | 71.8687 | 0 | 71.8687 | 0 | 71.8687
2039-08-01 | 88.6526 | 0 | 91.3121 | 0 | 91.3121 | 0 | 91.3121 | 68.6995 | 0 | 70.7605 | 0 | 70.7605 | 0 | 70.7605
2039-09-01 | 74.5896 | 0 | 76.8273 | 0 | 76.8273 | 0 | 76.8273 | 65.3201 | 0 | 67.2797 | 0 | 67.2797 | 0 | 67.2797
2039-10-01 | 71.3563 | 0 | 73.497 | 0 | 73.497 | 0 | 73.497 | 62.4305 | 0 | 64.3034 | 0 | 64.3034 | 0 | 64.3034
2039-11-01 | 81.9851 | 0 | 84.4447 | 0 | 84.4447 | 0 | 84.4447 | 68.7743 | 0 | 70.8375 | 0 | 70.8375 | 0 | 70.8375
2039-12-01 | 118.3849 | 0 | 121.9364 | 0 | 121.9364 | 0 | 121.9364 | 89.5759 | 0 | 92.2632 | 0 | 92.2632 | 0 | 92.2632
2040-01-01 | 165.8843 | 0 | 170.8608 | 0 | 170.8608 | 0 | 170.8608 | 112.0849 | 0 | 115.4474 | 0 | 115.4474 | 0 | 115.4474
2040-02-01 | 120.3293 | 0 | 123.9391 | 0 | 123.9391 | 0 | 123.9391 | 100.8962 | 0 | 103.9231 | 0 | 103.9231 | 0 | 103.9231
2040-03-01 | 84.698 | 0 | 87.2389 | 0 | 87.2389 | 0 | 87.2389 | 70.9918 | 0 | 73.1216 | 0 | 73.1216 | 0 | 73.1216
2040-04-01 | 79.1846 | 0 | 81.5602 | 0 | 81.5602 | 0 | 81.5602 | 63.6772 | 0 | 65.5875 | 0 | 65.5875 | 0 | 65.5875
2040-05-01 | 89.483 | 0 | 92.1675 | 0 | 92.1675 | 0 | 92.1675 | 65.9832 | 0 | 67.9627 | 0 | 67.9627 | 0 | 67.9627
2040-06-01 | 94.7217 | 0 | 97.5633 | 0 | 97.5633 | 0 | 97.5633 | 67.5933 | 0 | 69.6211 | 0 | 69.6211 | 0 | 69.6211
2040-07-01 | 115.658 | 0 | 119.1277 | 0 | 119.1277 | 0 | 119.1277 | 71.171 | 0 | 73.3061 | 0 | 73.3061 | 0 | 73.3061
2040-08-01 | 90.4256 | 0 | 93.1384 | 0 | 93.1384 | 0 | 93.1384 | 70.0735 | 0 | 72.1757 | 0 | 72.1757 | 0 | 72.1757
2040-09-01 | 76.0814 | 0 | 78.3639 | 0 | 78.3639 | 0 | 78.3639 | 66.6265 | 0 | 68.6253 | 0 | 68.6253 | 0 | 68.6253
2040-10-01 | 72.7834 | 0 | 74.9669 | 0 | 74.9669 | 0 | 74.9669 | 63.6791 | 0 | 65.5895 | 0 | 65.5895 | 0 | 65.5895
2040-11-01 | 83.6248 | 0 | 86.1336 | 0 | 86.1336 | 0 | 86.1336 | 70.1498 | 0 | 72.2543 | 0 | 72.2543 | 0 | 72.2543
2040-12-01 | 120.7526 | 0 | 124.3752 | 0 | 124.3752 | 0 | 124.3752 | 91.3674 | 0 | 94.1084 | 0 | 94.1084 | 0 | 94.1084
Levelized Prices
6%
0.5% | 57.0741 |  | 58.7863 |  | 58.7863 |  | 58.7863 | 43.6147 |  | 44.9232 |  | 44.9232 |  | 44.9232
Average Prices | 79.4195 |  | 81.802 |  | 81.802 |  | 81.802 | 60.7675 |  | 62.5905 |  | 62.5905 |  | 62.5905
Base of price assumptions:
HQ Sale
Price backed up to HQ/NB Border
Price = Mass Hub MINUS ISO charges MINUS New NB Tx
EQUALS Price at NB/PQ Border
No adder for transmission as it is included in our capital investment
EQUALS Price at NS Border

## Base Tx
NSPI Transmission Costs Under NB OATT
| Base Case - No Upgrades to the NB System | [7 empty] | 1.28%
|  |  | 2003/04 | 2008/09 | 2015/16 | 2050/51
Capital upgrades ($M)
| Project |  | Base | IPL/NRI | HQ/NS |  |  |  |  | Per 10 MW | [5 empty] | 100 | 105.0997
| Total Cost (NS#1+HQ#3) | 1 |  | 75 | 0 |  |  |  |  | Nominal | 2015 |  |  |  |  | 0.068
| NS Tariff Share | 2 |  |  | 0 |  |  |  | 2015 | 99.441 |  |  | 400 | 5.2 |  | 6.8
| Net NB Tariff Cost | 3=1-2 |  | 75 | 0 |  |  |  | 2016 | 100.7338 | 95.0318 |  |  | 5.304 | 4.934 | 6.8 | 6.4151
[9 empty] | 2017 | 102.0433 | 90.8182 |  |  | 5.4101 | 4.6815 | 6.8 | 6.052
Revenue Requirements ($M) | [8 empty] | 2018 | 103.3699 | 86.7913 |  |  | 5.5183 | 4.442 | 6.8 | 5.7094
| Transmission Service Rev Req | 4=1-2-3 | 80.5 | 90.9703 | 99.441 | 155.2011 |  |  | 2019 | 104.7137 | 82.943 |  |  | 5.6286 | 4.2147 | 6.8 | 5.3862
| Ancillary Services | [7 empty] | 2020 | 106.0749 | 79.2654 | 400 |  | 5.7412 | 3.9991 | 6.8 | 5.0814
| System Control (Sched 1) | 5 | 4.5 | 7.9 | 9.0746 | 18.1482 |  |  | 2021 | 107.4539 | 75.7508 |  |  | 5.856 | 3.7945 | 6.8 | 4.7937
| Voltage Control (Sched 2) | 6 | 5.6 | 6.2535 | 7.1833 | 14.3658 |  |  | 2022 | 108.8508 | 72.392 |  |  | 5.9732 | 3.6004 | 6.8 | 4.5224
| Total Compulsory AS | 7=5+6 | 10.1 | 14.1535 | 16.2579 | 32.5141 |  |  | 2023 | 110.2659 | 69.1822 |  |  | 6.0926 | 3.4162 | 6.8 | 4.2664
[9 empty] | 2024 | 111.6993 | 66.1147 |  |  | 6.2145 | 3.2414 | 6.8 | 4.0249
Usage (MW) | [8 empty] | 2025 | 113.1514 | 63.1832 |  |  | 6.3388 | 3.0755 | 6.8 | 3.7971
| Network | 8 | 2100 | 2100 | 1900 | 2262.3811 |  |  | 2026 | 114.6224 | 60.3817 |  |  | 6.4655 | 2.9182 | 6.8 | 3.5822
| Long term firm | 9 | 720 | 1080 | 1080 | 1080 |  |  | 2027 | 116.1125 | 57.7044 |  |  | 6.5949 | 2.7689 | 6.8 | 3.3794
| Short term equivalent | 10 | 300 | 250 | 200 | 200 |  |  | 2028 | 117.622 | 55.1458 |  |  | 6.7268 | 2.6272 | 6.8 | 3.1881
| Total usage | 11=8+9+10 | 3120 | 3430 | 3180 | 3542.3811 |  |  | 2029 | 119.151 | 52.7006 |  |  | 6.8613 | 2.4928 | 6.8 | 3.0076
[9 empty] | 2030 | 120.7 | 50.3639 |  |  | 6.9985 | 2.3653 | 6.8 | 2.8374
Tariffs ($/kW-yr) | [8 empty] | 2031 | 122.2691 | 48.1308 |  |  | 7.1385 | 2.2442 | 6.8 | 2.6768
| Transmission Service | 12=4/11*1000 | 25.8013 | 26.522 | 31.2708 | 43.8127 | 44.145 | 0.99% | 2032 | 123.8586 | 45.9967 |  |  | 7.2813 | 2.1294 | 6.8 | 2.5253
| Ancillary Services | 13=7/11*1000 | 3.2372 | 4.1264 | 5.1126 | 9.1786 |  |  | 2033 | 125.4688 | 43.9572 |  |  | 7.4269 | 2.0205 | 6.8 | 2.3823
[9 empty] | 2034 | 127.0999 | 42.0082 |  |  | 7.5754 | 1.9171 | 6.8 | 2.2475
Transmission Customer Costs ($M) | [8 empty] | 2035 | 128.7522 | 40.1455 |  |  | 7.7269 | 1.819 | 6.8 | 2.1203
| Total Reservations | 14=11 |  |  | 3180 | 3542.3811 |  |  | 2036 | 130.4259 | 38.3655 |  |  | 7.8815 | 1.726 | 6.8 | 2.0003
| Tariff Annual charges | 15=14*12/1000 |  |  | 99.441 | 155.2011 |  |  | 2037 | 132.1215 | 36.6644 |  |  | 8.0391 | 1.6376 | 6.8 | 1.887
| Uniform Escalation from 2015 | 15 |  |  | 1.3% |  |  |  | 2038 | 133.839 | 35.0387 |  |  | 8.1999 | 1.5539 | 6.8 | 1.7802
| 2015 NPV Tariff Cost | 16=npv(15) |  |  | 1705.0411 |  |  |  | 2039 | 135.579 | 33.4851 |  |  | 8.3639 | 1.4744 | 6.8 | 1.6795
[9 empty] | 2040 | 137.3415 | 32.0004 |  |  | 8.5312 | 1.3989 | 6.8 | 1.5844
[9 empty] | 2041 | 139.1269 | 30.5815 |  |  | 8.7018 | 1.3274 | 6.8 | 1.4947
[9 empty] | 2042 | 140.9356 | 29.2255 |  |  | 8.8758 | 1.2594 | 6.8 | 1.4101
[9 empty] | 2043 | 142.7677 | 27.9297 |  |  | 9.0533 | 1.195 | 6.8 | 1.3303
[9 empty] | 2044 | 144.6237 | 26.6913 |  |  | 9.2344 | 1.1339 | 6.8 | 1.255
[9 empty] | 2045 | 146.5038 | 25.5078 |  |  | 9.4191 | 1.0759 | 6.8 | 1.1839
[9 empty] | 2046 | 148.4084 | 24.3768 |  |  | 9.6075 | 1.0208 | 6.8 | 1.1169
[9 empty] | 2047 | 150.3377 | 23.2959 |  |  | 9.7996 | 0.96859 | 6.8 | 1.0537
[9 empty] | 2048 | 152.2921 | 22.263 |  |  | 9.9956 | 0.91903 | 6.8 | 0.99407
[9 empty] | 2049 | 154.2719 | 21.2759 |  |  | 10.1955 | 0.87201 | 6.8 | 0.9378
[9 empty] | 2050 | 156.2774 | 20.3325 |  |  | 10.3994 | 0.8274 | 6.8 | 0.88472
[9 empty] | 2051 | NPV Total | 1705.0411 |  |  |  | 81.0919 | 6.8 | 0.83464 | 98.5881
[9 empty] | 2052 | [6 empty] | 6.8 | 0.78739
[9 empty] | 2053 | [6 empty] | 6.8 | 0.74282
[9 empty] | 2054 |  |  |  | 0.4 | 1.05 | 0.42 | 6.8 | 0.70078
[9 empty] | 2055 |  |  |  | 0.6 | 0.75 | 0.45 | 6.8 | 0.66111
[9 empty] | 2056 | [5 empty] | 0.87 | 6.8 | 0.62369
[9 empty] | 2057 | [6 empty] | 6.8 | 0.58839
[9 empty] | 2058 | [6 empty] | 6.8 | 0.55508
[9 empty] | 2059 | [6 empty] | 6.8 | 0.52366
[9 empty] | 2060 | [6 empty] | 6.8 | 0.49402
105.0997

## HQ500Adj
NSPI Transmission Costs Under NB OATT
| Case HQ500Adj - 500 MW HQ to NS with Direct Assignment | [7 empty] | 1.28%
[10 empty] | NS Power |  | NB Power
|  |  | 2003/04 | 2008/09 | 2015/16 | 2050/51 |  |  |  | Nominal | 2015
Capital upgrades ($M) | [8 empty] | 2015 | 19.1284 |  | 22.2156
| Project |  | Base | IPL/NRI | HQ/NS |  | NS Direct |  | 2016 | 19.3213 | 18.2277 | 22.5475 | 21.2712
| Total Cost (NS#1+HQ#3) | 1 |  | 75 | 1050 |  |  |  | 2017 | 19.5162 | 17.3693 | 22.8844 | 20.367
| NS Tariff Share | 2 |  |  | 150 |  | 292 |  | 2018 | 19.713 | 16.5514 | 23.2263 | 19.5012
| Net NB Tariff Cost | 3=1-2-Direct |  | 75 | 608 |  |  |  | 2019 | 19.9118 | 15.772 | 23.5733 | 18.6722
[9 empty] | 2020 | 20.1126 | 15.0293 | 23.9254 | 17.8785
Revenue Requirement ($M) | [8 empty] | 2021 | 20.3154 | 14.3216 | 24.2829 | 17.1185
| Transmission Service Rev Req | 4 (Note) | 80.5 | 90.9703 | 140.785 | 219.7282 |  |  | 2022 | 20.5203 | 13.6472 | 24.6457 | 16.3908
[9 empty] | 2023 | 20.7273 | 13.0045 | 25.0139 | 15.694
Usage (MW) | [8 empty] | 2024 | 20.9363 | 12.3922 | 25.3876 | 15.0269
| Network | 5 | 2100 | 2100 | 1900 | 2262.3811 |  |  | 2025 | 21.1474 | 11.8086 | 25.7669 | 14.3881
| Long term firm | 6 | 720 | 1080 | 1580 | 1580 |  |  | 2026 | 21.3607 | 11.2526 | 26.1518 | 13.7765
| Short term equivalent | 7 | 300 | 250 | 200 | 200 |  |  | 2027 | 21.5761 | 10.7227 | 26.5425 | 13.1908
| Total usage | 8=5+6+7 | 3120 | 3430 | 3680 | 4042.3811 |  |  | 2028 | 21.7937 | 10.2178 | 26.9391 | 12.6301
[9 empty] | 2029 | 22.0135 | 9.7366 | 27.3416 | 12.0932
Tariff ($/kW-yr) | [8 empty] | 2030 | 22.2355 | 9.2781 | 27.75 | 11.5791
| Transmission Service | 9=4/8*1000 | 25.8013 | 26.522 | 38.2568 | 54.3561 |  |  | 2031 | 22.4598 | 8.8412 | 28.1646 | 11.0869
[9 empty] | 2032 | 22.6863 | 8.4249 | 28.5854 | 10.6156
Nova Scotia Tariff costs ($M) | [8 empty] | 2033 | 22.9151 | 8.0282 | 29.0125 | 10.1643
| NS Firm Reservation (MW) | 10 |  |  | 500 | 500 |  |  | 2034 | 23.1462 | 7.6501 | 29.4459 | 9.7323
| Annual charge | 11=9*10/1000 |  |  | 19.1284 | 27.1781 | 27.1773 | Esc = | 2035 | 23.3796 | 7.2899 | 29.8858 | 9.3185
| 2015 NPV | 12=npv(11) |  |  | 315.5313 |  |  | 1.008% | 2036 | 23.6154 | 6.9466 | 30.3323 | 8.9224
| Direct Assignment Charge | 13=Direct*125% |  |  | 365 |  |  |  | 2037 | 23.8535 | 6.6195 | 30.7855 | 8.5431
| NSPI Tariff Additions | 14=2*125% |  |  | 187.5 |  |  |  | 2038 | 24.0941 | 6.3078 | 31.2454 | 8.18
| End Effects Share | 15=3*10%*Share |  |  | 41.9216 |  |  | 68.95 | 2039 | 24.3371 | 6.0107 | 31.7122 | 7.8322
| Total 2015 NPV cost | 16=12+13+14+15 |  |  | 909.9529 |  | 68.95% |  | 2040 | 24.5825 | 5.7277 | 32.186 | 7.4993
[9 empty] | 2041 | 24.8305 | 5.458 | 32.6669 | 7.1805
Other Tx Customer Costs | [8 empty] | 2042 | 25.0809 | 5.201 | 33.1549 | 6.8753
| Total Reservations | 17 | 3120 | 3430 | 3180 | 3542.3811 |  |  | 2043 | 25.3338 | 4.9561 | 33.6503 | 6.583
| Annual charge | 18=17*9/1000 |  |  | 121.6566 | 192.5501 |  |  | 2044 | 25.5893 | 4.7227 | 34.153 | 6.3032
| Annual Base Tariff Cost | 19 |  |  | 99.441 | 155.2011 |  |  | 2045 | 25.8474 | 4.5003 | 34.6632 | 6.0352
| Share of Upgrade Costs | 20=18-19 |  |  | 22.2156 | 37.349 |  |  | 2046 | 26.108 | 4.2884 | 35.1811 | 5.7787
| NPV Share | 21=npv(22) |  |  | 390.989 |  |  | 31.05 | 2047 | 26.3713 | 4.0864 | 35.7067 | 5.533
| End Effects Share | 22=3*10%*Share |  |  | 18.8784 |  |  |  | 2048 | 26.6373 | 3.894 | 36.2402 | 5.2978
| Total 2015 NPV Cost | 23=21+22 |  |  | 409.8674 |  | 31.05% |  | 2049 | 26.9059 | 3.7106 | 36.7816 | 5.0726
[9 empty] | 2050 | 27.1773 | 3.5359 | 37.3311 | 4.857
| Total Additional Cost vs Base | 24 |  |  | 1313 |  |  |  |  | NPV Total | 315.5313 |  | 390.989
| Total Tariff Recovery (35 yrs) | 25=16-15+21 |  |  | 1259.0203 | 95.89% | [5 empty] | 1.494%
| Tariff End Effect (Year 35-45) | 26=3*10% |  |  | 60.8
| Total Cost Recovery | 27=25+26 |  |  | 1319.8203 | 100.5%

## ESAI - Q3 - Base Case
[5 empty] | 7.5 |  | Power Prices - US$/MWh
| Gas Prices - US$/MMBtu | [5 empty] | MassHub
| Henry Hub | Differential | ACG | Differential | Dracut |  | 7 X 24 | On Peak | Off Peak
| 2% |  | 2% |  |  |  | 2% | 2% | 2%
2012-11-01 | 3.0655 | 1.085 | 4.1505 |  |  |  | 35.247 | 37.8518 | 32.7124 |  |  |  |  | 0.48889
2012-12-01 | 3.3252 | 2.365 | 5.6902 |  |  |  | 51.514 | 60.3803 | 44.2128 |  |  |  |  | 0.45161
2013-01-01 | 3.6467 | 4.587 | 8.2337 |  |  |  | 81.4594 | 98.766 | 64.5212 |  |  |  |  | 0.49462
2013-02-01 | 3.5318 | 3.416 | 6.9478 |  |  |  | 56.9563 | 61.299 | 53.0101 |  |  |  |  | 0.47619
2013-03-01 | 3.3983 | 1.137 | 4.5353 |  |  |  | 37.129 | 40.7249 | 34.1662 |  |  |  |  | 0.45161
2013-04-01 | 3.2653 | 0.37 | 3.6353 |  |  |  | 31.1412 | 33.8362 | 28.563 |  |  |  |  | 0.48889
2013-05-01 | 3.4073 | 0.386 | 3.7933 |  |  |  | 31.8277 | 34.6515 | 29.0613 |  |  |  |  | 0.49462
2013-06-01 | 3.5542 | 0.39 | 3.9442 |  |  |  | 36.1379 | 44.4102 | 29.5219 |  |  |  |  | 0.44444
2013-07-01 | 3.7012 | 0.4 | 4.1012 |  |  |  | 47.4847 | 63.4102 | 31.9004 |  |  |  |  | 0.49462
2013-08-01 | 3.5862 | 0.41 | 3.9962 |  |  |  | 38.0459 | 46.1166 | 30.7967 |  |  |  |  | 0.47312
2013-09-01 | 3.4628 | 0.405 | 3.8678 |  |  |  | 32.9089 | 35.9078 | 30.0328 |  |  |  |  | 0.46667
2013-10-01 | 3.4778 | 0.405 | 3.8828 |  |  |  | 33.082 | 36.0143 | 30.1706 |  |  |  |  | 0.49462
2013-11-01 | 3.657 | 0.518 | 4.175 |  |  |  | 35.5724 | 38.3409 | 33.0245 |  |  |  |  | 0.46667
2013-12-01 | 3.882 | 2.621 | 6.503 |  |  |  | 58.7173 | 68.2801 | 50.1298 |  |  |  |  | 0.47312
2014-01-01 | 4.184 | 4.955 | 9.139 |  |  |  | 87.8038 | 104.6752 | 71.2916 |  |  |  |  | 0.49462
2014-02-01 | 4.1758 | 4.115 | 8.2908 |  |  |  | 66.9802 | 71.7795 | 62.617 |  |  |  |  | 0.47619
2014-03-01 | 4.0208 | 0.915 | 4.9358 |  |  |  | 39.5392 | 43.1915 | 36.5325 |  |  |  |  | 0.45161
2014-04-01 | 3.8283 | 0.286 | 4.1143 |  |  |  | 34.4855 | 37.5178 | 31.5891 |  |  |  |  | 0.48889
2014-05-01 | 3.9587 | 0.299 | 4.2577 |  |  |  | 34.9526 | 38.3814 | 31.8737 |  |  |  |  | 0.47312
2014-06-01 | 4.0197 | 0.302 | 4.3217 |  |  |  | 39.7909 | 48.4281 | 32.2338 |  |  |  |  | 0.46667
2014-07-01 | 4.1128 | 0.31 | 4.4228 |  |  |  | 51.6225 | 69.3452 | 34.2777 |  |  |  |  | 0.49462
2014-08-01 | 4.1223 | 0.317 | 4.4393 |  |  |  | 41.2183 | 50.211 | 33.8131 |  |  |  |  | 0.45161
2014-09-01 | 3.9991 | 0.313 | 4.3121 |  |  |  | 36.1396 | 39.2461 | 33.0805 |  |  |  |  | 0.48889
2014-10-01 | 3.8586 | 0.313 | 4.1716 |  |  |  | 35.2283 | 38.198 | 32.2788 |  |  |  |  | 0.49462
2014-11-01 | 4.0461 | 0.445 | 4.4911 |  |  |  | 38.2189 | 41.3783 | 35.4937 |  |  |  |  | 0.44444
2014-12-01 | 4.2718 | 2.251 | 6.5228 |  |  |  | 60.6704 | 71.0542 | 50.5075 |  |  |  |  | 0.49462
2015-01-01 | 4.5734 | 4.255 | 8.8284 |  |  |  | 86.7797 | 105.7323 | 69.7611 |  |  |  |  | 0.47312
2015-02-01 | 4.5618 | 3.534 | 8.0958 |  |  |  | 66.7757 | 72.2461 | 61.8018 |  |  |  |  | 0.47619
2015-03-01 | 4.3607 | 0.786 | 5.1467 |  |  |  | 42.4742 | 46.6448 | 38.7296 |  |  |  |  | 0.47312
2015-04-01 | 4.1118 | 0.278 | 4.3898 |  |  |  | 37.4564 | 41.1209 | 33.9507 |  |  |  |  | 0.48889
2015-05-01 | 4.2883 | 0.29 | 4.5783 |  |  |  | 38.1085 | 42.5531 | 34.4491 |  |  |  |  | 0.45161
2015-06-01 | 4.3653 | 0.293 | 4.6583 |  |  |  | 43.7708 | 53.0773 | 34.8665 |  |  |  |  | 0.48889
2015-07-01 | 4.4825 | 0.301 | 4.7835 |  |  |  | 52.404 | 68.1279 | 37.0164 |  |  |  |  | 0.49462
2015-08-01 | 4.4899 | 0.308 | 4.7979 |  |  |  | 43.4743 | 52.1059 | 36.3667 |  |  |  |  | 0.45161
2015-09-01 | 4.3457 | 0.304 | 4.6497 |  |  |  | 38.7782 | 42.0231 | 35.5881 |  |  |  |  | 0.48889
2015-10-01 | 4.1517 | 0.304 | 4.4557 |  |  |  | 37.4788 | 40.5944 | 34.4746 |  |  |  |  | 0.47312
2015-11-01 | 4.3784 | 0.423 | 4.8014 |  |  |  | 41.4352 | 45.2455 | 37.9747 |  |  |  |  | 0.46667
2015-12-01 | 4.6318 | 2.142 | 6.7738 |  |  |  | 62.0436 | 71.646 | 52.6451 |  |  |  |  | 0.49462
2016-01-01 | 4.8311 | 4.049 | 8.8801 |  |  |  | 87.8406 | 108.6369 | 70.7138 |  |  |  |  | 0.45161
2016-02-01 | 4.8231 | 3.362 | 8.1851 |  |  |  | 68.084 | 74.0971 | 62.4706 |  |  |  |  | 0.48276
2016-03-01 | 4.5889 | 0.747 | 5.3359 |  |  |  | 44.0498 | 47.9176 | 40.2637 |  |  |  |  | 0.49462
2016-04-01 | 4.3207 | 0.264 | 4.5847 |  |  |  | 39.2793 | 43.3512 | 35.7181 |  |  |  |  | 0.46667
2016-05-01 | 4.5387 | 0.275 | 4.8137 |  |  |  | 44.1501 | 52.7931 | 36.389 |  |  |  |  | 0.47312
2016-06-01 | 4.6303 | 0.278 | 4.9083 |  |  |  | 47.2819 | 57.8279 | 37.1949 |  |  |  |  | 0.48889
2016-07-01 | 4.7688 | 0.285 | 5.0538 |  |  |  | 55.5274 | 75.1923 | 39.3341 |  |  |  |  | 0.45161
2016-08-01 | 4.7739 | 0.292 | 5.0659 |  |  |  | 46.5948 | 54.7691 | 38.5927 |  |  |  |  | 0.49462
2016-09-01 | 4.5882 | 0.288 | 4.8762 |  |  |  | 40.7805 | 44.052 | 37.5647 |  |  |  |  | 0.48889
2016-10-01 | 4.345 | 0.289 | 4.634 |  |  |  | 39.2032 | 42.4369 | 36.1879 |  |  |  |  | 0.45161
2016-11-01 | 4.606 | 0.403 | 5.009 |  |  |  | 44.4382 | 49.0345 | 39.9981 |  |  |  |  | 0.48889
2016-12-01 | 4.8814 | 2.038 | 6.9194 |  |  |  | 63.615 | 73.9393 | 54.3448 |  |  |  |  | 0.47312
2017-01-01 | 5.0646 | 3.853 | 8.9176 |  |  |  | 87.8524 | 106.9178 | 70.7326 |  |  |  |  | 0.47312
2017-02-01 | 5.0603 | 3.199 | 8.2593 |  |  |  | 70.2259 | 77.2212 | 63.867 |  |  |  |  | 0.47619
2017-03-01 | 4.7911 | 0.711 | 5.5021 |  |  |  | 46.6682 | 51.0911 | 42.3403 |  |  |  |  | 0.49462
2017-04-01 | 4.5033 | 0.25 | 4.7533 |  |  |  | 41.3555 | 46.1844 | 37.4928 |  |  |  |  | 0.44444
2017-05-01 | 4.7641 | 0.261 | 5.0251 |  |  |  | 41.5692 | 45.4787 | 37.7416 |  |  |  |  | 0.49462
2017-06-01 | 4.871 | 0.264 | 5.135 |  |  |  | 45.8176 | 54.3649 | 37.6436 |  |  |  |  | 0.48889
2017-07-01 | 5.0316 | 0.271 | 5.3026 |  |  |  | 54.1118 | 69.8489 | 41.1524 |  |  |  |  | 0.45161
2017-08-01 | 5.0344 | 0.277 | 5.3114 |  |  |  | 49.9907 | 59.4601 | 40.7219 |  |  |  |  | 0.49462
2017-09-01 | 4.8048 | 0.274 | 5.0788 |  |  |  | 42.8918 | 46.2338 | 39.7168 |  |  |  |  | 0.46667
2017-10-01 | 4.5045 | 0.274 | 4.7785 |  |  |  | 40.4325 | 43.8359 | 37.1707 |  |  |  |  | 0.47312
2017-11-01 | 4.8048 | 0.383 | 5.1878 |  |  |  | 44.4864 | 47.7682 | 41.3067 |  |  |  |  | 0.48889
2017-12-01 | 5.1051 | 1.939 | 7.0441 |  |  |  | 63.9835 | 74.1819 | 55.5835 |  |  |  |  | 0.45161
2018-01-01 | 5.2583 | 3.666 | 8.9243 |  |  |  | 87.8611 | 104.6527 | 71.4272 |  |  |  |  | 0.49462
2018-02-01 | 5.2583 | 3.045 | 8.3033 |  |  |  | 69.9293 | 76.1731 | 64.2526 |  |  |  |  | 0.47619
2018-03-01 | 4.9489 | 0.677 | 5.6259 |  |  |  | 47.0145 | 51.446 | 43.036 |  |  |  |  | 0.47312
2018-04-01 | 4.6396 | 0.237 | 4.8766 |  |  |  | 42.2665 | 46.9648 | 38.1532 |  |  |  |  | 0.46667
2018-05-01 | 4.9489 | 0.248 | 5.1969 |  |  |  | 43.2205 | 47.5996 | 38.9356 |  |  |  |  | 0.49462
2018-06-01 | 5.0727 | 0.25 | 5.3227 |  |  |  | 46.8457 | 55.8764 | 38.9443 |  |  |  |  | 0.46667
2018-07-01 | 5.2583 | 0.257 | 5.5153 |  |  |  | 56.2769 | 71.3123 | 42.7758 |  |  |  |  | 0.47312
2018-08-01 | 5.2583 | 0.263 | 5.5213 |  |  |  | 50.405 | 58.8199 | 42.1707 |  |  |  |  | 0.49462
2018-09-01 | 4.9489 | 0.26 | 5.2089 |  |  |  | 43.7279 | 47.3345 | 40.4447 |  |  |  |  | 0.44444
2018-10-01 | 4.6396 | 0.26 | 4.8996 |  |  |  | 41.5451 | 44.9551 | 38.1625 |  |  |  |  | 0.49462
2018-11-01 | 4.9489 | 0.365 | 5.3139 |  |  |  | 45.5944 | 48.925 | 42.3636 |  |  |  |  | 0.48889
2018-12-01 | 5.2583 | 1.846 | 7.1043 |  |  |  | 64.2307 | 74.0406 | 56.152 |  |  |  |  | 0.45161
2019-01-01 | 5.416 | 3.489 | 8.905 |  |  |  | 88.7947 | 106.1779 | 71.7817
2019-02-01 | 5.416 | 2.898 | 8.314 |  |  |  | 70.2331 | 76.4794 | 64.5547
2019-03-01 | 5.0974 | 0.644 | 5.7414 |  |  |  | 48.0398 | 52.9759 | 43.9734
2019-04-01 | 4.7788 | 0.225 | 5.0038 |  |  |  | 43.8094 | 48.7015 | 39.1321
2019-05-01 | 5.0974 | 0.235 | 5.3324 |  |  |  | 44.8309 | 49.7461 | 40.0213
2019-06-01 | 5.2248 | 0.238 | 5.4628 |  |  |  | 48.2071 | 58.0777 | 40.3105
2019-07-01 | 5.416 | 0.244 | 5.66 |  |  |  | 59.3128 | 74.802 | 44.1546
2019-08-01 | 5.416 | 0.25 | 5.666 |  |  |  | 51.2279 | 59.901 | 43.439
2019-09-01 | 5.0974 | 0.246 | 5.3434 |  |  |  | 44.8314 | 48.5728 | 41.3106
2019-10-01 | 4.7788 | 0.246 | 5.0248 |  |  |  | 42.7577 | 46.1477 | 39.3953
2019-11-01 | 5.0974 | 0.36865 | 5.4661 |  |  |  | 47.0688 | 50.6516 | 43.8082
2019-12-01 | 5.416 | 1.8645 | 7.2805 |  |  |  | 66.5509 | 76.4023 | 57.7053
2020-01-01 | 5.5785 | 3.5239 | 9.1024 |  |  |  | 92.0375 | 110.2777 | 74.1855
2020-02-01 | 5.5785 | 2.927 | 8.5055 |  |  |  | 72.4641 | 79.0562 | 66.8537
2020-03-01 | 5.2503 | 0.65044 | 5.9008 |  |  |  | 50.5429 | 55.5474 | 46.0479
2020-04-01 | 4.9222 | 0.22725 | 5.1494 |  |  |  | 45.794 | 50.6178 | 41.1799
2020-05-01 | 5.2503 | 0.23735 | 5.4877 |  |  |  | 46.9937 | 52.5858 | 42.3889
2020-06-01 | 5.3816 | 0.24038 | 5.622 |  |  |  | 52.827 | 62.9368 | 43.1562
2020-07-01 | 5.5785 | 0.24644 | 5.8249 |  |  |  | 61.4909 | 77.083 | 46.2302
2020-08-01 | 5.5785 | 0.2525 | 5.831 |  |  |  | 52.6903 | 61.6949 | 45.276
2020-09-01 | 5.2503 | 0.24846 | 5.4988 |  |  |  | 46.7169 | 50.3338 | 43.1704
2020-10-01 | 4.9222 | 0.24846 | 5.1706 |  |  |  | 44.541 | 47.8977 | 41.3193
2020-11-01 | 5.2503 | 0.37234 | 5.6227 |  |  |  | 49.6894 | 53.9957 | 45.7946
2020-12-01 | 5.5785 | 1.8831 | 7.4616 |  |  |  | 69.7293 | 79.9029 | 59.7725
2021-01-01 | 5.7458 | 3.5591 | 9.305 |  |  |  | 92.5932 | 112.8287 | 75.9292
2021-02-01 | 5.7458 | 2.9562 | 8.7021 |  |  |  | 74.4753 | 81.5636 | 68.0326
2021-03-01 | 5.4078 | 0.65694 | 6.0648 |  |  |  | 52.3227 | 57.2487 | 47.5009
2021-04-01 | 5.0699 | 0.22952 | 5.2994 |  |  |  | 47.3555 | 52.478 | 42.4555
2021-05-01 | 5.4078 | 0.23972 | 5.6476 |  |  |  | 49.2552 | 55.8468 | 43.8272
2021-06-01 | 5.543 | 0.24278 | 5.7858 |  |  |  | 54.4448 | 64.4567 | 44.8682
2021-07-01 | 5.7458 | 0.2489 | 5.9947 |  |  |  | 62.174 | 78.3453 | 47.6538
2021-08-01 | 5.7458 | 0.25502 | 6.0009 |  |  |  | 54.0472 | 62.3581 | 46.5838
2021-09-01 | 5.4078 | 0.25094 | 5.6588 |  |  |  | 47.933 | 51.4113 | 44.5183
2021-10-01 | 5.0699 | 0.25094 | 5.3208 |  |  |  | 45.6558 | 49.0299 | 42.5224
2021-11-01 | 5.4078 | 0.37606 | 5.7839 |  |  |  | 51.4636 | 55.9672 | 47.1132
2021-12-01 | 5.7458 | 1.9019 | 7.6478 |  |  |  | 71.3295 | 81.5044 | 61.3698
2022-01-01 | 5.9182 | 3.5947 | 9.5129 |  |  |  | 95.4886 | 116.1454 | 78.4773
2022-02-01 | 5.9182 | 2.9858 | 8.904 |  |  |  | 77.1228 | 84.2497 | 70.6434
2022-03-01 | 5.5701 | 0.66351 | 6.2336 |  |  |  | 54.4532 | 59.3021 | 49.7056
2022-04-01 | 5.222 | 0.23182 | 5.4538 |  |  |  | 49.6501 | 55.4419 | 44.5842
2022-05-01 | 5.5701 | 0.24212 | 5.8122 |  |  |  | 53.9821 | 62.6524 | 46.1987
2022-06-01 | 5.7093 | 0.24521 | 5.9545 |  |  |  | 56.6126 | 66.3203 | 47.3261
2022-07-01 | 5.9182 | 0.25139 | 6.1696 |  |  |  | 63.898 | 80.979 | 49.831
2022-08-01 | 5.9182 | 0.25758 | 6.1758 |  |  |  | 56.1111 | 63.3123 | 49.0626
2022-09-01 | 5.5701 | 0.25345 | 5.8235 |  |  |  | 49.9314 | 53.2691 | 46.6492
2022-10-01 | 5.222 | 0.25345 | 5.4754 |  |  |  | 47.6574 | 50.96 | 44.5855
2022-11-01 | 5.5701 | 0.37982 | 5.9499 |  |  |  | 53.7493 | 58.5507 | 49.116
2022-12-01 | 5.9182 | 1.921 | 7.8392 |  |  |  | 73.706 | 84.5461 | 63.9718
2023-01-01 | 6.0366 | 3.6666 | 9.7032 |  |  |  | 97.3984 | 118.4683 | 80.0468
2023-02-01 | 6.0366 | 3.0455 | 9.0821 |  |  |  | 78.6653 | 85.9346 | 72.0563
2023-03-01 | 5.6815 | 0.67678 | 6.3583 |  |  |  | 55.5423 | 60.4881 | 50.6997
2023-04-01 | 5.3264 | 0.23645 | 5.5628 |  |  |  | 50.6431 | 56.5507 | 45.4758
2023-05-01 | 5.6815 | 0.24696 | 5.9284 |  |  |  | 55.0617 | 63.9054 | 47.1227
2023-06-01 | 5.8235 | 0.25012 | 6.0736 |  |  |  | 57.7449 | 67.6467 | 48.2726
2023-07-01 | 6.0366 | 0.25642 | 6.293 |  |  |  | 65.176 | 82.5986 | 50.8276
2023-08-01 | 6.0366 | 0.26273 | 6.2993 |  |  |  | 57.2333 | 64.5786 | 50.0439
2023-09-01 | 5.6815 | 0.25852 | 5.94 |  |  |  | 50.93 | 54.3345 | 47.5821
2023-10-01 | 5.3264 | 0.25852 | 5.5849 |  |  |  | 48.6105 | 51.9792 | 45.4772
2023-11-01 | 5.6815 | 0.38742 | 6.0689 |  |  |  | 54.8243 | 59.7217 | 50.0984
2023-12-01 | 6.0366 | 1.9594 | 7.9959 |  |  |  | 75.1801 | 86.237 | 65.2512
2024-01-01 | 6.1573 | 3.7399 | 9.8973 |  |  |  | 99.3463 | 120.8377 | 81.6478
2024-02-01 | 6.1573 | 3.1064 | 9.2637 |  |  |  | 80.2386 | 87.6533 | 73.4974
2024-03-01 | 5.7951 | 0.69032 | 6.4854 |  |  |  | 56.6531 | 61.6979 | 51.7137
2024-04-01 | 5.4329 | 0.24118 | 5.6741 |  |  |  | 51.656 | 57.6817 | 46.3854
2024-05-01 | 5.7951 | 0.2519 | 6.047 |  |  |  | 56.163 | 65.1835 | 48.0652
2024-06-01 | 5.94 | 0.25512 | 6.1951 |  |  |  | 58.8997 | 68.9996 | 49.238
2024-07-01 | 6.1573 | 0.26155 | 6.4189 |  |  |  | 66.4795 | 84.2506 | 51.8442
2024-08-01 | 6.1573 | 0.26798 | 6.4253 |  |  |  | 58.378 | 65.8702 | 51.0447
2024-09-01 | 5.7951 | 0.26369 | 6.0588 |  |  |  | 51.9486 | 55.4212 | 48.5338
2024-10-01 | 5.4329 | 0.26369 | 5.6966 |  |  |  | 49.5828 | 53.0188 | 46.3868
2024-11-01 | 5.7951 | 0.39517 | 6.1903 |  |  |  | 55.9208 | 60.9162 | 51.1003
2024-12-01 | 6.1573 | 1.9986 | 8.1559 |  |  |  | 76.6837 | 87.9617 | 66.5562
2025-01-01 | 6.2805 | 3.8147 | 10.0952 |  |  |  | 101.3333 | 123.2544 | 83.2807
2025-02-01 | 6.2805 | 3.1686 | 9.449 |  |  |  | 81.8433 | 89.4064 | 74.9674
2025-03-01 | 5.911 | 0.70413 | 6.6151 |  |  |  | 57.7862 | 62.9319 | 52.748
2025-04-01 | 5.5416 | 0.24601 | 5.7876 |  |  |  | 52.6891 | 58.8354 | 47.3131
2025-05-01 | 5.911 | 0.25694 | 6.168 |  |  |  | 57.2862 | 66.4872 | 49.0265
2025-06-01 | 6.0588 | 0.26022 | 6.319 |  |  |  | 60.0777 | 70.3796 | 50.2228
2025-07-01 | 6.2805 | 0.26678 | 6.5472 |  |  |  | 67.8091 | 85.9356 | 52.8811
2025-08-01 | 6.2805 | 0.27334 | 6.5538 |  |  |  | 59.5455 | 67.1876 | 52.0656
2025-09-01 | 5.911 | 0.26897 | 6.18 |  |  |  | 52.9876 | 56.5296 | 49.5045
2025-10-01 | 5.5416 | 0.26897 | 5.8105 |  |  |  | 50.5744 | 54.0792 | 47.3145
2025-11-01 | 5.911 | 0.40307 | 6.3141 |  |  |  | 57.0392 | 62.1345 | 52.1223
2025-12-01 | 6.2805 | 2.0385 | 8.319 |  |  |  | 78.2174 | 89.7209 | 67.8873
2026-01-01 | 6.4061 | 3.891 | 10.2971 |  |  |  | 103.3599 | 125.7195 | 84.9463
2026-02-01 | 6.4061 | 3.2319 | 9.638 |  |  |  | 83.4802 | 91.1945 | 76.4667
2026-03-01 | 6.0292 | 0.71821 | 6.7474 |  |  |  | 58.9419 | 64.1905 | 53.8029
2026-04-01 | 5.6524 | 0.25093 | 5.9033 |  |  |  | 53.7429 | 60.0121 | 48.2593
2026-05-01 | 6.0292 | 0.26208 | 6.2913 |  |  |  | 58.432 | 67.8169 | 50.007
2026-06-01 | 6.18 | 0.26542 | 6.4454 |  |  |  | 61.2793 | 71.7872 | 51.2272
2026-07-01 | 6.4061 | 0.27212 | 6.6782 |  |  |  | 69.1653 | 87.6543 | 53.9387
2026-08-01 | 6.4061 | 0.27881 | 6.6849 |  |  |  | 60.7365 | 68.5313 | 53.1069
2026-09-01 | 6.0292 | 0.27435 | 6.3036 |  |  |  | 54.0474 | 57.6602 | 50.4945
2026-10-01 | 5.6524 | 0.27435 | 5.9268 |  |  |  | 51.5859 | 55.1607 | 48.2608
2026-11-01 | 6.0292 | 0.41113 | 6.4404 |  |  |  | 58.18 | 63.3772 | 53.1648
2026-12-01 | 6.4061 | 2.0793 | 8.4854 |  |  |  | 79.7817 | 91.5154 | 69.2451
2027-01-01 | 6.5342 | 3.9689 | 10.503 |  |  |  | 105.4271 | 128.2339 | 86.6453
2027-02-01 | 6.5342 | 3.2966 | 9.8308 |  |  |  | 85.1498 | 93.0184 | 77.9961
2027-03-01 | 6.1498 | 0.73257 | 6.8824 |  |  |  | 60.1207 | 65.4743 | 54.879
2027-04-01 | 5.7655 | 0.25595 | 6.0214 |  |  |  | 54.8177 | 61.2123 | 49.2245
2027-05-01 | 6.1498 | 0.26732 | 6.4171 |  |  |  | 59.6006 | 69.1733 | 51.0072
2027-06-01 | 6.3036 | 0.27073 | 6.5743 |  |  |  | 62.5049 | 73.2229 | 52.2518
2027-07-01 | 6.5342 | 0.27756 | 6.8117 |  |  |  | 70.5486 | 89.4074 | 55.0175
2027-08-01 | 6.5342 | 0.28438 | 6.8186 |  |  |  | 61.9512 | 69.9019 | 54.1691
2027-09-01 | 6.1498 | 0.27983 | 6.4297 |  |  |  | 55.1283 | 58.8134 | 51.5044
2027-10-01 | 5.7655 | 0.27983 | 6.0453 |  |  |  | 52.6176 | 56.264 | 49.226
2027-11-01 | 6.1498 | 0.41935 | 6.5692 |  |  |  | 59.3436 | 64.6447 | 54.2281
2027-12-01 | 6.5342 | 2.1209 | 8.6551 |  |  |  | 81.3774 | 93.3457 | 70.63
2028-01-01 | 6.6649 | 4.0482 | 10.7131 |  |  |  | 107.5357 | 130.7986 | 88.3782
2028-02-01 | 6.6649 | 3.3625 | 10.0274 |  |  |  | 86.8528 | 94.8788 | 79.556
2028-03-01 | 6.2728 | 0.74722 | 7.02 |  |  |  | 61.3231 | 66.7838 | 55.9766
2028-04-01 | 5.8808 | 0.26106 | 6.1418 |  |  |  | 55.9141 | 62.4366 | 50.209
2028-05-01 | 6.2728 | 0.27267 | 6.5455 |  |  |  | 60.7926 | 70.5567 | 52.0273
2028-06-01 | 6.4296 | 0.27615 | 6.7058 |  |  |  | 63.755 | 74.6874 | 53.2968
2028-07-01 | 6.6649 | 0.28311 | 6.948 |  |  |  | 71.9595 | 91.1955 | 56.1178
2028-08-01 | 6.6649 | 0.29007 | 6.9549 |  |  |  | 63.1902 | 71.3 | 55.2525
2028-09-01 | 6.2728 | 0.28543 | 6.5582 |  |  |  | 56.2309 | 59.9897 | 52.5345
2028-10-01 | 5.8808 | 0.28543 | 6.1662 |  |  |  | 53.67 | 57.3892 | 50.2106
2028-11-01 | 6.2728 | 0.42774 | 6.7006 |  |  |  | 60.5304 | 65.9376 | 55.3126
2028-12-01 | 6.6649 | 2.1633 | 8.8282 |  |  |  | 83.0049 | 95.2126 | 72.0426
2029-01-01 | 6.7982 | 4.1292 | 10.9274 |  |  |  | 109.6864 | 133.4146 | 90.1457
2029-02-01 | 6.7982 | 3.4298 | 10.2279 |  |  |  | 88.5899 | 96.7764 | 81.1471
2029-03-01 | 6.3983 | 0.76217 | 7.1604 |  |  |  | 62.5496 | 68.1195 | 57.0961
2029-04-01 | 5.9984 | 0.26629 | 6.2647 |  |  |  | 57.0324 | 63.6853 | 51.2132
2029-05-01 | 6.3983 | 0.27812 | 6.6764 |  |  |  | 62.0085 | 71.9679 | 53.0678
2029-06-01 | 6.5582 | 0.28167 | 6.8399 |  |  |  | 65.0301 | 76.1811 | 54.3628
2029-07-01 | 6.7982 | 0.28877 | 7.0869 |  |  |  | 73.3987 | 93.0194 | 57.2402
2029-08-01 | 6.7982 | 0.29587 | 7.094 |  |  |  | 64.454 | 72.726 | 56.3575
2029-09-01 | 6.3983 | 0.29114 | 6.6894 |  |  |  | 57.3555 | 61.1895 | 53.5852
2029-10-01 | 5.9984 | 0.29114 | 6.2895 |  |  |  | 54.7434 | 58.537 | 51.2148
2029-11-01 | 6.3983 | 0.43629 | 6.8346 |  |  |  | 61.7411 | 67.2564 | 56.4189
2029-12-01 | 6.7982 | 2.2066 | 9.0047 |  |  |  | 84.665 | 97.1168 | 73.4834
2030-01-01 | 6.9341 | 4.2118 | 11.1459 |  |  |  | 111.8801 | 136.0829 | 91.9486
2030-02-01 | 6.9341 | 3.4984 | 10.4325 |  |  |  | 90.3617 | 98.7119 | 82.77
2030-03-01 | 6.5262 | 0.77741 | 7.3036 |  |  |  | 63.8006 | 69.4819 | 58.238
2030-04-01 | 6.1183 | 0.27161 | 6.39 |  |  |  | 58.173 | 64.959 | 52.2375
2030-05-01 | 6.5262 | 0.28368 | 6.8099 |  |  |  | 63.2486 | 73.4072 | 54.1292
2030-06-01 | 6.6894 | 0.2873 | 6.9767 |  |  |  | 66.3307 | 77.7047 | 55.45
2030-07-01 | 6.9341 | 0.29455 | 7.2287 |  |  |  | 74.8667 | 94.8798 | 58.385
2030-08-01 | 6.9341 | 0.30179 | 7.2359 |  |  |  | 65.7431 | 74.1805 | 57.4847
2030-09-01 | 6.5262 | 0.29696 | 6.8232 |  |  |  | 58.5026 | 62.4133 | 54.6569
2030-10-01 | 6.1183 | 0.29696 | 6.4153 |  |  |  | 55.8382 | 59.7078 | 52.2391
2030-11-01 | 6.5262 | 0.44502 | 6.9713 |  |  |  | 62.9759 | 68.6015 | 57.5473
2030-12-01 | 6.9341 | 2.2507 | 9.1848 |  |  |  | 86.3583 | 99.0592 | 74.9531
2031-01-01 | 7.0728 | 4.296 | 11.3688 |  |  |  | 114.1177 | 138.8045 | 93.7876
2031-02-01 | 7.0728 | 3.5683 | 10.6411 |  |  |  | 92.1689 | 100.6861 | 84.4254
2031-03-01 | 6.6568 | 0.79296 | 7.4497 |  |  |  | 65.0766 | 70.8715 | 59.4028
2031-04-01 | 6.2407 | 0.27704 | 6.5178 |  |  |  | 59.3365 | 66.2582 | 53.2822
2031-05-01 | 6.6568 | 0.28936 | 6.9461 |  |  |  | 64.5136 | 74.8754 | 55.2118
2031-06-01 | 6.8232 | 0.29305 | 7.1162 |  |  |  | 67.6573 | 79.2588 | 56.559
2031-07-01 | 7.0728 | 0.30044 | 7.3732 |  |  |  | 76.364 | 96.7774 | 59.5527
2031-08-01 | 7.0728 | 0.30783 | 7.3806 |  |  |  | 67.058 | 75.6641 | 58.6344
2031-09-01 | 6.6568 | 0.3029 | 6.9597 |  |  |  | 59.6726 | 63.6615 | 55.7501
2031-10-01 | 6.2407 | 0.3029 | 6.5436 |  |  |  | 56.955 | 60.9019 | 53.2838
2031-11-01 | 6.6568 | 0.45392 | 7.1107 |  |  |  | 64.2354 | 69.9735 | 58.6982
2031-12-01 | 7.0728 | 2.2957 | 9.3685 |  |  |  | 88.0855 | 101.0404 | 76.4522
2032-01-01 | 7.2143 | 4.3819 | 11.5962 |  |  |  | 116.4001 | 141.5806 | 95.6634
2032-02-01 | 7.2143 | 3.6397 | 10.854 |  |  |  | 94.0123 | 102.6999 | 86.114
2032-03-01 | 6.7899 | 0.80882 | 7.5987 |  |  |  | 66.3781 | 72.2889 | 60.5908
2032-04-01 | 6.3655 | 0.28258 | 6.6481 |  |  |  | 60.5232 | 67.5833 | 54.3478
2032-05-01 | 6.7899 | 0.29514 | 7.085 |  |  |  | 65.8039 | 76.3729 | 56.316
2032-06-01 | 6.9596 | 0.29891 | 7.2586 |  |  |  | 69.0104 | 80.844 | 57.6902
2032-07-01 | 7.2143 | 0.30645 | 7.5207 |  |  |  | 77.8913 | 98.713 | 60.7437
2032-08-01 | 7.2143 | 0.31398 | 7.5282 |  |  |  | 68.3991 | 77.1774 | 59.807
2032-09-01 | 6.7899 | 0.30896 | 7.0989 |  |  |  | 60.8661 | 64.9348 | 56.8651
2032-10-01 | 6.3655 | 0.30896 | 6.6745 |  |  |  | 58.0941 | 62.12 | 54.3495
2032-11-01 | 6.7899 | 0.463 | 7.2529 |  |  |  | 65.5201 | 71.373 | 59.8722
2032-12-01 | 7.2143 | 2.3416 | 9.5559 |  |  |  | 89.8472 | 103.0612 | 77.9812
2033-01-01 | 7.3586 | 4.4696 | 11.8281 |  |  |  | 118.7281 | 144.4122 | 97.5766
2033-02-01 | 7.3586 | 3.7125 | 11.071 |  |  |  | 95.8925 | 104.7539 | 87.8362
2033-03-01 | 6.9257 | 0.825 | 7.7507 |  |  |  | 67.7057 | 73.7347 | 61.8026
2033-04-01 | 6.4928 | 0.28824 | 6.7811 |  |  |  | 61.7337 | 68.935 | 55.4348
2033-05-01 | 6.9257 | 0.30105 | 7.2267 |  |  |  | 67.12 | 77.9003 | 57.4423
2033-06-01 | 7.0988 | 0.30489 | 7.4037 |  |  |  | 70.3907 | 82.4609 | 58.844
2033-07-01 | 7.3586 | 0.31258 | 7.6711 |  |  |  | 79.4491 | 100.6872 | 61.9586
2033-08-01 | 7.3586 | 0.32026 | 7.6788 |  |  |  | 69.7671 | 78.7209 | 61.0032
2033-09-01 | 6.9257 | 0.31514 | 7.2408 |  |  |  | 62.0834 | 66.2335 | 58.0024
2033-10-01 | 6.4928 | 0.31514 | 6.808 |  |  |  | 59.256 | 63.3624 | 55.4365
2033-11-01 | 6.9257 | 0.47226 | 7.398 |  |  |  | 66.8305 | 72.8004 | 61.0696
2033-12-01 | 7.3586 | 2.3885 | 9.747 |  |  |  | 91.6441 | 105.1224 | 79.5408
2034-01-01 | 7.5057 | 4.559 | 12.0647 |  |  |  | 121.1026 | 147.3005 | 99.5282
2034-02-01 | 7.5057 | 3.7867 | 11.2925 |  |  |  | 97.8104 | 106.8489 | 89.593
2034-03-01 | 7.0642 | 0.8415 | 7.9057 |  |  |  | 69.0598 | 75.2094 | 63.0387
2034-04-01 | 6.6227 | 0.294 | 6.9167 |  |  |  | 62.9683 | 70.3137 | 56.5435
2034-05-01 | 7.0642 | 0.30707 | 7.3713 |  |  |  | 68.4624 | 79.4583 | 58.5912
2034-06-01 | 7.2408 | 0.31099 | 7.5518 |  |  |  | 71.7985 | 84.1101 | 60.0209
2034-07-01 | 7.5057 | 0.31883 | 7.8245 |  |  |  | 81.0381 | 102.701 | 63.1978
2034-08-01 | 7.5057 | 0.32667 | 7.8324 |  |  |  | 71.1624 | 80.2954 | 62.2232
2034-09-01 | 7.0642 | 0.32144 | 7.3856 |  |  |  | 63.3251 | 67.5581 | 59.1624
2034-10-01 | 6.6227 | 0.32144 | 6.9441 |  |  |  | 60.4411 | 64.6296 | 56.5452
2034-11-01 | 7.0642 | 0.4817 | 7.5459 |  |  |  | 68.1671 | 74.2565 | 62.291
2034-12-01 | 7.5057 | 2.4362 | 9.942 |  |  |  | 93.477 | 107.2248 | 81.1317
2035-01-01 | 7.6558 | 4.6502 | 12.306 |  |  |  | 123.5247 | 150.2465 | 101.5187
2035-02-01 | 7.6558 | 3.8625 | 11.5183 |  |  |  | 99.7666 | 108.9859 | 91.3848
2035-03-01 | 7.2055 | 0.85833 | 8.0638 |  |  |  | 70.441 | 76.7136 | 64.2995
2035-04-01 | 6.7551 | 0.29988 | 7.055 |  |  |  | 64.2277 | 71.72 | 57.6744
2035-05-01 | 7.2055 | 0.31321 | 7.5187 |  |  |  | 69.8316 | 81.0475 | 59.763
2035-06-01 | 7.3856 | 0.31721 | 7.7028 |  |  |  | 73.2344 | 85.7923 | 61.2213
2035-07-01 | 7.6558 | 0.3252 | 7.981 |  |  |  | 82.6589 | 104.755 | 64.4617
2035-08-01 | 7.6558 | 0.3332 | 7.989 |  |  |  | 72.5857 | 81.9013 | 63.4677
2035-09-01 | 7.2055 | 0.32787 | 7.5334 |  |  |  | 64.5916 | 68.9093 | 60.3457
2035-10-01 | 6.7551 | 0.32787 | 7.083 |  |  |  | 61.6499 | 65.9222 | 57.6761
2035-11-01 | 7.2055 | 0.49134 | 7.6968 |  |  |  | 69.5305 | 75.7416 | 63.5368
2035-12-01 | 7.6558 | 2.485 | 10.1408 |  |  |  | 95.3466 | 109.3693 | 82.7543
2036-01-01 | 7.809 | 4.7432 | 12.5521 |  |  |  | 125.9952 | 153.2514 | 103.5491
2036-02-01 | 7.809 | 3.9397 | 11.7487 |  |  |  | 101.7619 | 111.1656 | 93.2125
2036-03-01 | 7.3496 | 0.87549 | 8.2251 |  |  |  | 71.8498 | 78.2479 | 65.5855
2036-04-01 | 6.8903 | 0.30588 | 7.1961 |  |  |  | 65.5123 | 73.1544 | 58.8279
2036-05-01 | 7.3496 | 0.31947 | 7.6691 |  |  |  | 71.2282 | 82.6685 | 60.9583
2036-06-01 | 7.5333 | 0.32355 | 7.8569 |  |  |  | 74.6991 | 87.5082 | 62.4457
2036-07-01 | 7.809 | 0.33171 | 8.1407 |  |  |  | 84.3121 | 106.8501 | 65.751
2036-08-01 | 7.809 | 0.33987 | 8.1488 |  |  |  | 74.0374 | 83.5393 | 64.7371
2036-09-01 | 7.3496 | 0.33443 | 7.684 |  |  |  | 65.8834 | 70.2875 | 61.5526
2036-10-01 | 6.8903 | 0.33443 | 7.2247 |  |  |  | 62.8829 | 67.2406 | 58.8297
2036-11-01 | 7.3496 | 0.50117 | 7.8508 |  |  |  | 70.9211 | 77.2564 | 64.8076
2036-12-01 | 7.809 | 2.5347 | 10.3436 |  |  |  | 97.2535 | 111.5567 | 84.4094
2037-01-01 | 7.9651 | 4.838 | 12.8032 |  |  |  | 128.5151 | 156.3164 | 105.6201
2037-02-01 | 7.9651 | 4.0185 | 11.9836 |  |  |  | 103.7971 | 113.3889 | 95.0768
2037-03-01 | 7.4966 | 0.893 | 8.3896 |  |  |  | 73.2868 | 79.8128 | 66.8972
2037-04-01 | 7.0281 | 0.312 | 7.3401 |  |  |  | 66.8225 | 74.6175 | 60.0044
2037-05-01 | 7.4966 | 0.32586 | 7.8225 |  |  |  | 72.6528 | 84.3218 | 62.1774
2037-06-01 | 7.684 | 0.33002 | 8.014 |  |  |  | 76.1931 | 89.2583 | 63.6946
2037-07-01 | 7.9651 | 0.33834 | 8.3035 |  |  |  | 85.9983 | 108.9871 | 67.066
2037-08-01 | 7.9651 | 0.34666 | 8.3118 |  |  |  | 75.5182 | 85.2101 | 66.0318
2037-09-01 | 7.4966 | 0.34112 | 7.8377 |  |  |  | 67.2011 | 71.6932 | 62.7836
2037-10-01 | 7.0281 | 0.34112 | 7.3692 |  |  |  | 64.1406 | 68.5855 | 60.0063
2037-11-01 | 7.4966 | 0.51119 | 8.0078 |  |  |  | 72.3395 | 78.8015 | 66.1037
2037-12-01 | 7.9651 | 2.5854 | 10.5505 |  |  |  | 99.1986 | 113.7879 | 86.0976
2038-01-01 | 8.1244 | 4.9348 | 13.0592 |  |  |  | 131.0854 | 159.4428 | 107.7325
2038-02-01 | 8.1244 | 4.0989 | 12.2233 |  |  |  | 105.8731 | 115.6567 | 96.9783
2038-03-01 | 7.6465 | 0.91086 | 8.5574 |  |  |  | 74.7526 | 81.4091 | 68.2351
2038-04-01 | 7.1686 | 0.31824 | 7.4869 |  |  |  | 68.1589 | 76.1098 | 61.2045
2038-05-01 | 7.6465 | 0.33238 | 7.9789 |  |  |  | 74.1059 | 86.0083 | 63.421
2038-06-01 | 7.8377 | 0.33662 | 8.1743 |  |  |  | 77.717 | 91.0435 | 64.9685
2038-07-01 | 8.1244 | 0.34511 | 8.4695 |  |  |  | 87.7183 | 111.1668 | 68.4073
2038-08-01 | 8.1244 | 0.3536 | 8.478 |  |  |  | 77.0285 | 86.9143 | 67.3524
2038-09-01 | 7.6465 | 0.34794 | 7.9945 |  |  |  | 68.5451 | 73.1271 | 64.0393
2038-10-01 | 7.1686 | 0.34794 | 7.5166 |  |  |  | 65.4234 | 69.9572 | 61.2064
2038-11-01 | 7.6465 | 0.52141 | 8.1679 |  |  |  | 73.7863 | 80.3776 | 67.4258
2038-12-01 | 8.1244 | 2.6371 | 10.7615 |  |  |  | 101.1825 | 116.0636 | 87.8195
2039-01-01 | 8.2869 | 5.0335 | 13.3204 |  |  |  | 133.7071 | 162.6316 | 109.8871
2039-02-01 | 8.2869 | 4.1809 | 12.4678 |  |  |  | 107.9905 | 117.9699 | 98.9179
2039-03-01 | 7.7995 | 0.92908 | 8.7285 |  |  |  | 76.2476 | 83.0372 | 69.5998
2039-04-01 | 7.312 | 0.3246 | 7.6366 |  |  |  | 69.5221 | 77.632 | 62.4286
2039-05-01 | 7.7995 | 0.33903 | 8.1385 |  |  |  | 75.588 | 87.7284 | 64.6894
2039-06-01 | 7.9944 | 0.34336 | 8.3378 |  |  |  | 79.2713 | 92.8644 | 66.2679
2039-07-01 | 8.2869 | 0.35201 | 8.6389 |  |  |  | 89.4726 | 113.3902 | 69.7755
2039-08-01 | 8.2869 | 0.36067 | 8.6476 |  |  |  | 78.5691 | 88.6526 | 68.6995
2039-09-01 | 7.7995 | 0.3549 | 8.1544 |  |  |  | 69.916 | 74.5896 | 65.3201
2039-10-01 | 7.312 | 0.3549 | 7.6669 |  |  |  | 66.7319 | 71.3563 | 62.4305
2039-11-01 | 7.7995 | 0.53184 | 8.3313 |  |  |  | 75.262 | 81.9851 | 68.7743
2039-12-01 | 8.2869 | 2.6898 | 10.9767 |  |  |  | 103.2062 | 118.3849 | 89.5759
2040-01-01 | 8.4527 | 5.1341 | 13.5868 |  |  |  | 136.3812 | 165.8843 | 112.0849
2040-02-01 | 8.4527 | 4.2645 | 12.7171 |  |  |  | 110.1503 | 120.3293 | 100.8962
2040-03-01 | 7.9554 | 0.94766 | 8.9031 |  |  |  | 77.7726 | 84.698 | 70.9918
2040-04-01 | 7.4582 | 0.33109 | 7.7893 |  |  |  | 70.9126 | 79.1846 | 63.6772
2040-05-01 | 7.9554 | 0.34581 | 8.3013 |  |  |  | 77.0997 | 89.483 | 65.9832
2040-06-01 | 8.1543 | 0.35022 | 8.5046 |  |  |  | 80.8567 | 94.7217 | 67.5933
2040-07-01 | 8.4527 | 0.35905 | 8.8117 |  |  |  | 91.2621 | 115.658 | 71.171
2040-08-01 | 8.4527 | 0.36788 | 8.8205 |  |  |  | 80.1405 | 90.4256 | 70.0735
2040-09-01 | 7.9554 | 0.36199 | 8.3174 |  |  |  | 71.3143 | 76.0814 | 66.6265
2040-10-01 | 7.4582 | 0.36199 | 7.8202 |  |  |  | 68.0665 | 72.7834 | 63.6791
2040-11-01 | 7.9554 | 0.54248 | 8.4979 |  |  |  | 76.7672 | 83.6248 | 70.1498
2040-12-01 | 8.4527 | 2.7436 | 11.1963 |  |  |  | 105.2703 | 120.7526 | 91.3674
Annualized
2012 | 3.1953 | 1.725 | 4.9203 |  |  |  | 43.3805 | 49.116 | 38.4626
2013 | 3.5476 | 1.2538 | 4.8013 |  |  |  | 43.3719 | 50.1465 | 37.0749
2014 | 4.0498 | 1.2351 | 5.2849 |  |  |  | 47.2209 | 54.4505 | 40.4657
2015 | 4.3951 | 1.1015 | 5.4966 |  |  |  | 49.2483 | 56.7598 | 42.302
2016 | 4.6414 | 1.0475 | 5.6889 |  |  |  | 51.7371 | 60.3373 | 44.0644
2017 | 4.8616 | 0.99633 | 5.858 |  |  |  | 52.4488 | 60.2156 | 45.4558
2018 | 5.0366 | 0.94783 | 5.9844 |  |  |  | 53.2431 | 60.675 | 46.4015
2019 | 5.1877 | 0.91234 | 6.1 |  |  |  | 54.6387 | 62.3863 | 47.4655
2020 | 5.3433 | 0.92147 | 6.2648 |  |  |  | 57.1264 | 65.1608 | 49.6146
2021 | 5.5036 | 0.93068 | 6.4343 |  |  |  | 58.5875 | 66.9199 | 51.0312
2022 | 5.6687 | 0.93999 | 6.6087 |  |  |  | 61.0302 | 69.6441 | 53.3459 |  |  |  |  | #DIV/0!
2023 | 5.7821 | 0.95879 | 6.7409 |  |  |  | 62.2508 | 71.037 | 54.4129
2024 | 5.8977 | 0.97796 | 6.8757 |  |  |  | 63.4958 | 72.4577 | 55.5011
2025 | 6.0157 | 0.99752 | 7.0132 |  |  |  | 64.7658 | 73.9068 | 56.6111
2026 | 6.136 | 1.0175 | 7.1535 |  |  |  | 66.0611 | 75.385 | 57.7434
2027 | 6.2587 | 1.0378 | 7.2965 |  |  |  | 67.3823 | 76.8927 | 58.8982
2028 | 6.3839 | 1.0586 | 7.4425 |  |  |  | 68.7299 | 78.4305 | 60.0762
2029 | 6.5116 | 1.0798 | 7.5913 |  |  |  | 70.1045 | 79.9991 | 61.2777
2030 | 6.6418 | 1.1013 | 7.7432 |  |  |  | 71.5066 | 81.5991 | 62.5033
2031 | 6.7746 | 1.1234 | 7.898 |  |  |  | 72.9368 | 83.2311 | 63.7533
2032 | 6.9101 | 1.1458 | 8.056 |  |  |  | 74.3955 | 84.8957 | 65.0284
2033 | 7.0483 | 1.1688 | 8.2171 |  |  |  | 75.8834 | 86.5937 | 66.329
2034 | 7.1893 | 1.1921 | 8.3814 |  |  |  | 77.4011 | 88.3255 | 67.6556
2035 | 7.3331 | 1.216 | 8.5491 |  |  |  | 78.9491 | 90.092 | 69.0087
2036 | 7.4798 | 1.2403 | 8.72 |  |  |  | 80.5281 | 91.8939 | 70.3888
2037 | 7.6293 | 1.2651 | 8.8944 |  |  |  | 82.1386 | 93.7318 | 71.7966
2038 | 7.7819 | 1.2904 | 9.0723 |  |  |  | 83.7814 | 95.6064 | 73.2326
2039 | 7.9376 | 1.3162 | 9.2538 |  |  |  | 85.457 | 97.5185 | 74.6972
2040 | 8.0963 | 1.3425 | 9.4389 |  |  |  | 87.1662 | 99.4689 | 76.1912
1 | 2 | 3 | 4 | 5 | 6 | 7 | 8 | 9 | 10 | 11 | 12 | 13 | 14
Capacity Market Forecast
| Caapcity Year | ESAI Nominal US$ - $/kW-mo | Calendar Year | ESAI Nominal US$ - $/kW-mo |  |  | Inflation | Nominal Escalation | Nominal Calendar year Forecast - US$/kW-mo |  | MW | MWh | US$/MWh
| 2016/17 | 3.15 | 2017 | 3.1917 |  |  | 2% |  | 3.1917 |  | 165 | 963600 | 6.5582
| 2017/18 | 3.25 | 2018 | 3.9792 |  |  | 2% | 24.67% | 3.9792 |  | 165 | 963600 | 8.1764
| 2018/19 | 5 | 2019 | 5.625 |  |  | 2% | 41.36% | 5.625 |  | 165 | 963600 | 11.5582
| 2019/20 | 6.5 | 2020 | 7.0833 |  |  | 2% | 25.93% | 7.0833 |  | 165 | 963600 | 14.5548
| 2020/21 | 7.9 | 2021 | 8.6708 |  |  | 2% | 22.41% | 8.6708 |  | 165 | 963600 | 17.8168
| 2021/22 | 9.75 | 2022 | 10.1625 |  |  | 2% | 17.2% | 10.1625 |  | 165 | 963600 | 20.8818
| 2022/23 | 10.74 | 2023 | 10.8317 |  |  | 2% | 6.585% | 10.8317 |  | 165 | 963600 | 22.2568
| 2023/24 | 10.96 | 2024 | 11.0475 |  |  | 2% | 1.993% | 11.0475 |  | 165 | 963600 | 22.7003
| 2024/25 | 11.17 | 2025 | 11.2658 |  |  | 2% | 1.976% | 11.2658 |  | 165 | 963600 | 23.149
| 2025/26 | 11.4 | 2026 |  |  |  |  | 1.976% | 11.4885 |  | 165 | 963600 | 23.6065
|  |  | 2027 |  |  |  |  | 1.976% | 11.7155 |  | 165 | 963600 | 24.073
|  |  | 2028 |  |  |  |  | 1.976% | 11.9471 |  | 165 | 963600 | 24.5488
|  |  | 2029 |  |  |  |  | 1.976% | 12.1832 |  | 165 | 963600 | 25.0339
| Capacity Year = June - May |  | 2030 |  |  |  |  | 1.976% | 12.424 |  | 165 | 963600 | 25.5287
|  |  | 2031 |  |  |  |  | 1.976% | 12.6695 |  | 165 | 963600 | 26.0332
|  |  | 2032 |  |  |  |  | 1.976% | 12.9199 |  | 165 | 963600 | 26.5477
|  |  | 2033 |  |  |  |  | 1.976% | 13.1752 |  | 165 | 963600 | 27.0724
|  |  | 2034 |  |  |  |  | 1.976% | 13.4356 |  | 165 | 963600 | 27.6074
|  |  | 2035 |  |  |  |  | 1.976% | 13.7011 |  | 165 | 963600 | 28.153
|  |  | 2036 |  |  |  |  | 1.976% | 13.9719 |  | 165 | 963600 | 28.7094
|  |  | 2037 |  |  |  |  | 1.976% | 14.248 |  | 165 | 963600 | 29.2768
|  |  | 2038 |  |  |  |  | 1.976% | 14.5296 |  | 165 | 963600 | 29.8554
|  |  | 2039 |  |  |  |  | 1.976% | 14.8168 |  | 165 | 963600 | 30.4454
|  |  | 2040 |  |  |  |  | 1.976% | 15.1096 |  | 165 | 963600 | 31.0471
|  |  | 1 | 2 | 3 | 4 | 5 | 6 | 7 | 8 | 9 | 10 | 11