## O&M Projections
Annual Projected O&M Costs - Screening Level
Summary | 2017 | 2018 | 2019 | 2020 | 2021 | 2022 | 2023 | 2024 | 2025 | 2026 | 2027 | 2028 | 2029 | 2030 | 2031 | 2032 | 2033 | 2034 | 2035 | 2036 | 2037 | 2038 | 2039 | 2040 | 2041 | 2042 | 2043 | 2044 | 2045 | 2046 | 2047 | 2048 | 2049 | 2050 | 2051 | 2052
Muskrat Falls
Overhead, Personnel, Service Contracts, Inspection Services, Lender's Engineer | 4220704.6762 | 8652444.5861 | 8868755.7008 | 9090474.5933 | 9317736.4581 | 9550679.8696 | 9789446.8663 | 10116873.9839 | 10369795.8335 | 10629040.7293 | 10894766.7475 | 11167135.9162 | 11446314.3141 | 11732472.172 | 12025783.9763 | 12326428.5757 | 12634589.2901 | 12950454.0223 | 13274215.3729 | 13606070.7572 | 13946222.5262 | 14294878.0893 | 14652250.0415 | 15018556.2926 | 15394020.1999 | 15778870.7049 | 16173342.4725 | 16577676.0343 | 16992117.9352 | 17416920.8836 | 17852343.9057 | 18298652.5033 | 18756118.8159 | 19225021.7863 | 19705647.3309 | 20198288.5142
Provision for Sustaining Capital, Equipment and Vehicles | 1513383.9503 | 3102437.098 | 3179998.0255 | 3259497.9761 | 3340985.4255 | 3424510.0612 | 3510122.8127 | 3763257.7748 | 3857339.2192 | 3953772.6996 | 3997444.09 | 4097380.1922 | 4199814.697 | 4304810.0645 | 4412430.3161 | 4522741.074 | 4635809.6008 | 4751704.8409 | 4870497.4619 | 4992259.8984 | 5117066.3959 | 5244993.0558 | 5376117.8822 | 5510520.8292 | 5648283.85 | 5789490.9462 | 5934228.2199 | 6082583.9254 | 6234648.5235 | 6390514.7366 | 6550277.605 | 6714034.5451 | 6881885.4088 | 7053932.544 | 7230280.8576 | 7411037.879
Insurance | 297396.9172 | 609663.6804 | 624905.2724 | 640527.9042 | 656541.1018 | 672954.6293 | 689778.4951 | 707022.9574 | 724698.5314 | 742815.9947 | 761386.3945 | 780421.0544 | 799931.5807 | 819929.8703 | 840428.117 | 861438.8199 | 882974.7904 | 905049.1602 | 927675.3892 | 950867.2739 | 974638.9558 | 999004.9297 | 1023980.0529 | 1049579.5542 | 1075819.0431 | 1102714.5192 | 1130282.3822 | 1158539.4417 | 1187502.9278 | 1217190.5009 | 1247620.2635 | 1278810.7701 | 1310781.0393 | 1343550.5653 | 1377139.3294 | 1411567.8127
Contingency | 531366.7225 | 1089301.7811 | 1116534.3256 | 1144447.6837 | 1173058.8758 | 1202385.3477 | 1232444.9814 | 1288063.3897 | 1320264.9745 | 1353271.5988 | 1381586.0961 | 1416125.7485 | 1451528.8922 | 1487817.1145 | 1525012.5424 | 1563137.8559 | 1602216.3023 | 1642271.7099 | 1683328.5026 | 1725411.7152 | 1768547.0081 | 1812760.6833 | 1858079.7003 | 1904531.6929 | 1952144.9852 | 2000948.6098 | 2050972.3251 | 2102246.6332 | 2154802.799 | 2208672.869 | 2263889.6907 | 2320486.933 | 2378499.1063 | 2437961.584 | 2498910.6236 | 2561383.3891
Water management - Note 1 | 763073.3458 | 1556669.6255 | 1587803.018 | 1619559.0783 | 1651950.2599 | 1684989.2651 | 1718689.0504 | 1753062.8314 | 1788124.088 | 1823886.5698 | 1860364.3012 | 1897571.5872 | 1935523.019 | 1974233.4793 | 2013718.1489 | 2053992.5119 | 2095072.3621 | 2136973.8094 | 2179713.2856 | 2223307.5513 | 2267773.7023 | 2313129.1764 | 2359391.7599 | 2406579.5951 | 2454711.187 | 2503805.4107 | 2553881.5189 | 2604959.1493 | 2657058.3323 | 2710199.4989 | 2764403.4889 | 2819691.5587 | 2876085.3899 | 2933607.0977 | 2992279.2396 | 3052124.8244
Water lease - Note 1 | 14147787.0256 | 14430742.7661 | 14719357.6214 | 15013744.7739 | 15314019.6693 | 15620300.0627 | 15932706.064 | 16251360.1853 | 16576387.389 | 16907915.1367 | 17246073.4395 | 17590994.9083 | 17942814.8064 | 18301671.1026 | 18667704.5246 | 19041058.6151 | 19421879.7874 | 19810317.3832 | 20206523.7308 | 20610654.2054 | 21022867.2896 | 21443324.6353 | 21872191.128 | 22309634.9506 | 22755827.6496 | 23210944.2026 | 23675163.0867 | 24148666.3484 | 24631639.6754 | 25124272.4689 | 25626757.9183 | 26139293.0766 | 26662078.9381 | 27195320.5169 | 27739226.9273 | 28294011.4658
Total | 21473712.6376 | 29441259.5372 | 30097353.9636 | 30768252.0095 | 31454291.7905 | 32155819.2356 | 32873188.2699 | 33879641.1225 | 34636610.0355 | 35410702.729 | 36141621.0688 | 36949629.4068 | 37775927.3095 | 38620933.8031 | 39485077.6253 | 40368797.4526 | 41272542.1332 | 42196770.9258 | 43141953.743 | 44108571.4015 | 45097115.8778 | 46108090.5697 | 47142010.5649 | 48199402.9146 | 49280806.9147 | 50386774.3934 | 51517870.0052 | 52674671.5323 | 53857770.1931 | 55067770.9579 | 56305292.872 | 57570969.3868 | 58865448.6983 | 60189394.0941 | 61543484.3084 | 62928413.8852
Labrador Island Link
Personnel, Service Contracts, Inspection Services, Lender's Engineer | 6408389.7781 | 6568599.5225 | 6732814.5106 | 6901134.8734 | 7068909.5712 | 7250504.8263 | 7431767.447 | 7617561.6332 | 7808000.674 | 9083303.7619 | 9310386.356 | 9543146.0149 | 9781724.6653 | 10026267.7819 | 10276924.4764 | 10533847.5883 | 10797193.7781 | 11067123.6225 | 11343801.7131 | 11627396.7559 | 11918081.6748 | 12216033.7167 | 12521434.5596 | 12834470.4236 | 13155332.1842 | 13484215.4888 | 13813188.0248 | 14166853.8979 | 14521025.2453 | 14884050.8765 | 15256152.1484 | 15637555.9521 | 16028494.8509 | 16429207.2222 | 16839937.4027 | 17260935.8378
Provision for Sustaining Capital, Equipment and Vehicles - Note 2 | 3125558.1647 | 3203697.1188 | 8782955.9436 | 3365884.2855 | 9472425.835 | 3536282.1774 | 3624689.2319 | 3715306.4627 | 3808189.1242 | 10430343.2737 | 3990901.5838 | 4090674.1234 | 4192940.9765 | 4297764.5009 | 11800976.0431 | 4515338.8287 | 4628222.2994 | 4743927.8569 | 4862526.0533 | 13351721.2153 | 5108691.4348 | 5236408.7207 | 5367318.9387 | 5501501.9122 | 15106247.0392 | 5780015.4465 | 6345482.0498 | 6072628.7284 | 6224444.4466 | 17091331.9661 | 6539556.9468 | 6703045.8704 | 6870622.0172 | 7042387.5676 | 19337273.3557 | 7398908.4382
Insurance | 2968312.5419 | 3042520.3554 | 3118583.3643 | 3196547.9484 | 3274259.7851 | 3358373.1883 | 3442332.518 | 3528390.8309 | 3616600.6017 | 3697678.8957 | 3790120.8681 | 3884873.8898 | 3981995.737 | 4081545.6304 | 4183584.2712 | 4288173.878 | 4395378.2249 | 4505262.6806 | 4617894.2476 | 4733341.6038 | 4851675.1439 | 4972967.0225 | 5097291.198 | 5224723.478 | 5355341.5649 | 5489225.104 | 5623144.9679 | 5767117.1249 | 5911295.0531 | 6059077.4294 | 6210554.3651 | 6365818.2242 | 6524963.6798 | 6688087.7718 | 6855289.9661 | 7026672.2153
Contingency | 1250226.0485 | 1281481.6997 | 1313518.7422 | 1346356.7107 | 1403803.3496 | 1414516.0192 | 1449878.9197 | 1486125.8927 | 1523279.04 | 1667454.5178 | 1709140.8808 | 1751869.4028 | 1795666.1379 | 1840557.7913 | 1886571.7361 | 1933736.0295 | 1982079.4302 | 2031631.416 | 2082422.2014 | 2134482.7564 | 2187844.8253 | 2242540.946 | 2298604.4696 | 2356069.5814 | 2414971.3209 | 2475345.6039 | 2578181.5042 | 2600659.9751 | 2665676.4745 | 2732318.3864 | 2800626.346 | 2870642.0047 | 2942408.0548 | 3015968.2562 | 3091367.4626 | 3168651.6491
Total | 13752486.5331 | 14096298.6965 |  | 14809923.818 | 21219398.5409 | 15559676.2112 | 15948668.1165 | 16347384.8194 | 16756069.4399 | 24878780.4491 | 18800549.6886 | 19270563.4308 | 19752327.5166 | 20246135.7045 | 28148056.5269 | 21271096.3246 | 21802873.7327 | 22347945.576 | 22906644.2154 | 31846942.3314 | 24066293.0788 | 24667950.4058 | 25284649.1659 | 25916765.3951 | 36031892.1092 | 27228801.6432 | 28359996.5467 | 28607259.7264 | 29322441.2195 | 40766778.6583 | 30806889.8063 | 31577062.0514 | 32366488.6027 | 33175650.8178 | 46123868.1871 | 34855168.1404
Maritime Link
Personnel, Service Contracts, Inspection Services, Lender's Engineer | 3416878.5041 | 4669733.9556 | 4786477.3045 | 4906139.2371 | 5028792.718 | 5150014.5576 | 5283375.3493 | 5415459.7331 | 5550846.2264 | 6816759.9131 | 7232871.9074 | 7413693.7051 | 7599036.0477 | 7789011.9489 | 7983737.2477 | 8183330.6788 | 8387913.9458 | 8597611.7945 | 8812552.0893 | 9032865.8916 | 9258687.5388 | 9490154.7273 | 9727408.5955 | 9970593.8104 | 10219858.6556 | 10475355.122 | 10737239.0001 | 11005669.9751 | 11280811.7245 | 11562832.0176 | 11851902.818 | 12148200.3885 | 12451905.3982 | 12763203.0331 | 13082283.109 | 13409340.1867
Provision for Sustaining Capital, Equipment and Vehicles - Note 2 | 1482616.5988 | 2026242.685 | 9010630.2959 | 2128821.2209 | 9466793.4546 | 2492389.5576 | 2292507.6151 | 2349820.3055 | 2408565.8131 | 10710807.8643 | 2528440.8005 | 2591651.8205 | 2656443.116 | 2722854.1939 | 12116023.6123 | 2860698.6875 | 2932216.1547 | 3005521.5585 | 3080659.5975 | 13708168.6226 | 3236617.9896 | 3317533.4394 | 3400471.7753 | 3485483.5697 | 15509534.5633 | 3661936.1754 | 3753484.5798 | 3847321.6943 | 3943504.7367 | 17547614.783 | 4143144.664 | 4246723.2806 | 4352891.3626 | 4461713.6467 | 19853515.4821 | 4687587.9
Insurance | 3328566.927 | 4549041.4669 | 4662767.5036 | 4779336.6912 | 4898820.1085 | 5013815.9683 | 5146822.8765 | 5275493.4484 | 5407380.7846 | 5542565.3042 | 5673855.9171 | 5815702.315 | 5961094.8729 | 6110122.2447 | 6262875.3008 | 6419447.1834 | 6579933.363 | 6744431.697 | 6913042.4894 | 7085868.5517 | 7263015.2655 | 7444590.6471 | 7630705.4133 | 7821473.0486 | 8017009.8748 | 8217435.1217 | 8422870.9998 | 8633442.7747 | 8849278.8441 | 9070510.8152 | 9297273.5856 | 9529705.4252 | 9767948.0609 | 10012146.7624 | 10262450.4315 | 10519011.6922
Contingency | 1045998.869 | 1429531.7876 | 1465270.0823 | 1501901.8344 | 1539449.3802 | 1607194.5117 | 1617384.0051 | 1657818.6052 | 1699264.0704 | 1910817.0518 | 1986950.7765 | 2036624.5459 | 2087540.1595 | 2139728.6635 | 2193221.8801 | 2248052.4271 | 2304253.7378 | 2361860.0812 | 2420906.5832 | 2481429.2478 | 2543464.979 | 2607051.6035 | 2672227.8936 | 2739033.5909 | 2807509.4307 | 2877697.1665 | 2949639.5956 | 3023380.5855 | 3098965.1002 | 3176439.2277 | 3255850.2084 | 3337246.4636 | 3420677.6251 | 3506194.5658 | 3593849.4299 | 3683695.6657
Total | 9274060.8989 | 12674549.8951 | 19925145.1863 | 13316198.9836 | 20933855.6614 | 14263414.5951 | 14340089.8461 | 14698592.0922 | 15066056.8945 | 24980950.1334 | 17422119.4015 | 17857672.3865 | 18304114.1962 | 18761717.0511 | 28555858.0409 | 19711528.9768 | 20204317.2012 | 20709425.1312 | 21227160.7595 | 32308332.3136 | 22301785.773 | 22859330.4173 | 23430813.6777 | 24016584.0197 | 36553912.5244 | 25232423.5857 | 25863234.1753 | 26509815.0297 | 27172560.4054 | 41357396.8434 | 28548171.276 | 29261875.5579 | 29993422.4468 | 30743258.008 | 46792098.4524 | 32299635.4446
Maritime Link Expenses (in millions) | 9.2741 | 12.6745 | 19.9251 | 13.3162 | 20.9339 | 14.2634 | 14.3401 | 14.6986 | 15.0661 | 24.981 | 17.4221 | 17.8577 | 18.3041 | 18.7617 | 28.5559 | 19.7115 | 20.2043 | 20.7094 | 21.2272 | 32.3083 | 22.3018 | 22.8593 | 23.4308 | 24.0166 | 36.5539 | 25.2324 | 25.8632 | 26.5098 | 27.1726 | 41.3574 | 28.5482 | 29.2619 | 29.9934 | 30.7433 | 46.7921 | 32.2996
20% of total estimated O & M of LCP Phase 1 and Maritime Link (in millions) | 8.9001 | 11.2424 | 10.0045 | 11.7789 | 14.7215 | 12.3958 | 12.6324 | 12.9851 | 13.2917 | 17.0541 | 14.4729 | 14.8156 | 15.1665 | 15.5258 | 19.2378 | 16.2703 | 16.6559 | 17.0508 | 17.4552 | 21.6528 | 18.293 | 18.7271 | 19.1715 | 19.6266 | 24.3733 | 20.5696 | 21.1482 | 21.5583 | 22.0706 | 27.4384 | 23.1321 | 23.682 | 24.2451 | 24.8217 | 30.8919 | 26.0166
The amounts on rows 30 and 31 correspond to the Financial Appendix 4.01 rows 17 & 18.
Note 1
The lease entry represents the cost of water power rights for Muskrat Falls calculated in accordance with the lease between Nalcor and the NL. The lease is exhibit 8.1 in the water management application, see NL PUB website.
The water management fees represent Nalcor's estimate for the cost of staffing the water management committee and the cost of any systems and other tools necessary to undertake water management in coordination with Churchill Falls.
Nalcor has assumed that all the benefits of water management will accrue to Muskrat Falls and therefore all the costs have been assigned to Muskrat Falls.
Note 2
Cable surveys are included in "Provision for Sustaining Capital, Equipment and Vehicles" in the Labrador Island Link and Maritime Link categories

## Corporate OH (hidden)
MF + LIL Annual Cost of O&M - 50 year Outlook
Prepared for Feasibility Screening Level Economics Refresh - March 2010
Corporate Head Office Contribution
Revision: 15-March-2010
YEAR
Item | Classification/Description | FTE | Remuneration | Annual Cost | 1 | 2 | 3 | 4 | 5 | 6 | 7 | 8 | 9 | 10 | 11 | 12 | 13 | 14 | 15 | 16 | 17 | 18 | 19 | 20 | 21 | 22 | 23 | 24 | 25 | 26 | 27 | 28 | 29 | 30 | 31 | 32 | 33 | 34 | 35 | 36 | 37 | 38 | 39 | 40 | 41 | 42 | 43 | 44 | 45 | 46 | 47 | 48 | 49 | 50
1) Nalcor Functional Support
Mechanical Engineer | Mechanical Engineer | 1 | 97832 | 97832 | 97832 | 97832 | 97832 | 97832 | 97832 | 97832 | 97832 | 97832 | 97832 | 97832 | 97832 | 97832 | 97832 | 97832 | 97832 | 97832 | 97832 | 97832 | 97832 | 97832 | 97832 | 97832 | 97832 | 97832 | 97832 | 97832 | 97832 | 97832 | 97832 | 97832 | 97832 | 97832 | 97832 | 97832 | 97832 | 97832 | 97832 | 97832 | 97832 | 97832 | 97832 | 97832 | 97832 | 97832 | 97832 | 97832 | 97832 | 97832 | 97832 | 97832
Elecrical Engineer | Elecrical Engineer | 1 | 97832 | 97832 | 97832 | 97832 | 97832 | 97832 | 97832 | 97832 | 97832 | 97832 | 97832 | 97832 | 97832 | 97832 | 97832 | 97832 | 97832 | 97832 | 97832 | 97832 | 97832 | 97832 | 97832 | 97832 | 97832 | 97832 | 97832 | 97832 | 97832 | 97832 | 97832 | 97832 | 97832 | 97832 | 97832 | 97832 | 97832 | 97832 | 97832 | 97832 | 97832 | 97832 | 97832 | 97832 | 97832 | 97832 | 97832 | 97832 | 97832 | 97832 | 97832 | 97832
Civil Engineer | Civil Engineer | 1 | 97832 | 97832 | 97832 | 97832 | 97832 | 97832 | 97832 | 97832 | 97832 | 97832 | 97832 | 97832 | 97832 | 97832 | 97832 | 97832 | 97832 | 97832 | 97832 | 97832 | 97832 | 97832 | 97832 | 97832 | 97832 | 97832 | 97832 | 97832 | 97832 | 97832 | 97832 | 97832 | 97832 | 97832 | 97832 | 97832 | 97832 | 97832 | 97832 | 97832 | 97832 | 97832 | 97832 | 97832 | 97832 | 97832 | 97832 | 97832 | 97832 | 97832 | 97832 | 97832
P&C Network Services Engineer | P&C Network Services Engineer | 0.5 | 97832 | 48916 | 48916 | 48916 | 48916 | 48916 | 48916 | 48916 | 48916 | 48916 | 48916 | 48916 | 48916 | 48916 | 48916 | 48916 | 48916 | 48916 | 48916 | 48916 | 48916 | 48916 | 48916 | 48916 | 48916 | 48916 | 48916 | 48916 | 48916 | 48916 | 48916 | 48916 | 48916 | 48916 | 48916 | 48916 | 48916 | 48916 | 48916 | 48916 | 48916 | 48916 | 48916 | 48916 | 48916 | 48916 | 48916 | 48916 | 48916 | 48916 | 48916 | 48916
Planning Engineer | Planning Engineer | 0.5 | 97832 | 48916 | 48916 | 48916 | 48916 | 48916 | 48916 | 48916 | 48916 | 48916 | 48916 | 48916 | 48916 | 48916 | 48916 | 48916 | 48916 | 48916 | 48916 | 48916 | 48916 | 48916 | 48916 | 48916 | 48916 | 48916 | 48916 | 48916 | 48916 | 48916 | 48916 | 48916 | 48916 | 48916 | 48916 | 48916 | 48916 | 48916 | 48916 | 48916 | 48916 | 48916 | 48916 | 48916 | 48916 | 48916 | 48916 | 48916 | 48916 | 48916 | 48916 | 48916
Distribution Engineer | Distribution Engineer | 0.5 | 97832 | 48916 | 48916 | 48916 | 48916 | 48916 | 48916 | 48916 | 48916 | 48916 | 48916 | 48916 | 48916 | 48916 | 48916 | 48916 | 48916 | 48916 | 48916 | 48916 | 48916 | 48916 | 48916 | 48916 | 48916 | 48916 | 48916 | 48916 | 48916 | 48916 | 48916 | 48916 | 48916 | 48916 | 48916 | 48916 | 48916 | 48916 | 48916 | 48916 | 48916 | 48916 | 48916 | 48916 | 48916 | 48916 | 48916 | 48916 | 48916 | 48916 | 48916 | 48916
Transmission Engineer | Transmission Engineer | 1 | 97832 | 97832 | 97832 | 97832 | 97832 | 97832 | 97832 | 97832 | 97832 | 97832 | 97832 | 97832 | 97832 | 97832 | 97832 | 97832 | 97832 | 97832 | 97832 | 97832 | 97832 | 97832 | 97832 | 97832 | 97832 | 97832 | 97832 | 97832 | 97832 | 97832 | 97832 | 97832 | 97832 | 97832 | 97832 | 97832 | 97832 | 97832 | 97832 | 97832 | 97832 | 97832 | 97832 | 97832 | 97832 | 97832 | 97832 | 97832 | 97832 | 97832 | 97832 | 97832
Finance | Accounting / Buyer / IS | 3 | 76888 | 230664 | 230664 | 230664 | 230664 | 230664 | 230664 | 230664 | 230664 | 230664 | 230664 | 230664 | 230664 | 230664 | 230664 | 230664 | 230664 | 230664 | 230664 | 230664 | 230664 | 230664 | 230664 | 230664 | 230664 | 230664 | 230664 | 230664 | 230664 | 230664 | 230664 | 230664 | 230664 | 230664 | 230664 | 230664 | 230664 | 230664 | 230664 | 230664 | 230664 | 230664 | 230664 | 230664 | 230664 | 230664 | 230664 | 230664 | 230664 | 230664 | 230664 | 230664
HROE | Ecologist / Safety Specialist | 1 | 82936 | 82936 | 82936 | 82936 | 82936 | 82936 | 82936 | 82936 | 82936 | 82936 | 82936 | 82936 | 82936 | 82936 | 82936 | 82936 | 82936 | 82936 | 82936 | 82936 | 82936 | 82936 | 82936 | 82936 | 82936 | 82936 | 82936 | 82936 | 82936 | 82936 | 82936 | 82936 | 82936 | 82936 | 82936 | 82936 | 82936 | 82936 | 82936 | 82936 | 82936 | 82936 | 82936 | 82936 | 82936 | 82936 | 82936 | 82936 | 82936 | 82936 | 82936 | 82936
Liability Insurance Premiums | Liability Insurance Premiums | 1 | 100000 | 100000 | 100000 | 100000 | 100000 | 100000 | 100000 | 100000 | 100000 | 100000 | 100000 | 100000 | 100000 | 100000 | 100000 | 100000 | 100000 | 100000 | 100000 | 100000 | 100000 | 100000 | 100000 | 100000 | 100000 | 100000 | 100000 | 100000 | 100000 | 100000 | 100000 | 100000 | 100000 | 100000 | 100000 | 100000 | 100000 | 100000 | 100000 | 100000 | 100000 | 100000 | 100000 | 100000 | 100000 | 100000 | 100000 | 100000 | 100000 | 100000 | 100000 | 100000
Sub-total (A) |  |  |  | 951676 | 951676 | 951676 | 951676 | 951676 | 951676 | 951676 | 951676 | 951676 | 951676 | 951676 | 951676 | 951676 | 951676 | 951676 | 951676 | 951676 | 951676 | 951676 | 951676 | 951676 | 951676 | 951676 | 951676 | 951676 | 951676 | 951676 | 951676 | 951676 | 951676 | 951676 | 951676 | 951676 | 951676 | 951676 | 951676 | 951676 | 951676 | 951676 | 951676 | 951676 | 951676 | 951676 | 951676 | 951676 | 951676 | 951676 | 951676 | 951676 | 951676 | 951676
Support Fees1 (1) X 0.75 |  |  |  | 713757 | 713757 | 713757 | 713757 | 713757 | 713757 | 713757 | 713757 | 713757 | 713757 | 713757 | 713757 | 713757 | 713757 | 713757 | 713757 | 713757 | 713757 | 713757 | 713757 | 713757 | 713757 | 713757 | 713757 | 713757 | 713757 | 713757 | 713757 | 713757 | 713757 | 713757 | 713757 | 713757 | 713757 | 713757 | 713757 | 713757 | 713757 | 713757 | 713757 | 713757 | 713757 | 713757 | 713757 | 713757 | 713757 | 713757 | 713757 | 713757 | 713757 | 713757
Total Corporate Operations & Maintenance |  |  |  | 1665433 | 1665433 | 1665433 | 1665433 | 1665433 | 1665433 | 1665433 | 1665433 | 1665433 | 1665433 | 1665433 | 1665433 | 1665433 | 1665433 | 1665433 | 1665433 | 1665433 | 1665433 | 1665433 | 1665433 | 1665433 | 1665433 | 1665433 | 1665433 | 1665433 | 1665433 | 1665433 | 1665433 | 1665433 | 1665433 | 1665433 | 1665433 | 1665433 | 1665433 | 1665433 | 1665433 | 1665433 | 1665433 | 1665433 | 1665433 | 1665433 | 1665433 | 1665433 | 1665433 | 1665433 | 1665433 | 1665433 | 1665433 | 1665433 | 1665433 | 1665433
NOTES:
(1) Support cost include all services required for the operation of this type of organization. The support cost is estimated as 100% if the total cost (Burdens, benefits, O/H - 50%, overtime - 25%)
(2) Salary - NLH Salary grades and ranges effective April 1, 2007 + 12% uplift to bring up to 2010 rates
(3) 50% overhead, benefits and burdens added to base salary.
Note on F17: Corporate liability policy is $100,000 premiums.

## Muskrat Falls (hidden)
Muskrat Falls Standalone Annual Cost of O&M - 50 year Outlook
Prepared for Feasibility Screening Level Economics Refresh - March 2010
Muskrat Falls Plant & Regional Control Centers
Revision: 15-March-2010
Year
Item | Comments | Classification/Description | Quantity | Unit | Unit Cost | Total | Annual Cost | 1 | 2 | 3 | 4 | 5 | 6 | 7 | 8 | 9 | 10 | 11 | 12 | 13 | 14 | 15 | 16 | 17 | 18 | 19 | 20 | 21 | 22 | 23 | 24 | 25 | 26 | 27 | 28 | 29 | 30 | 31 | 32 | 33 | 34 | 35 | 36 | 37 | 38 | 39 | 40 | 41 | 42 | 43 | 44 | 45 | 46 | 47 | 48 | 49 | 50
1) Personnel - Plant
Plant Manager | Salary - NLH Salary grades and ranges effective April 1, 2007 | Electrical/Mechanical Engineer | 1 | ea | 142016 | 142016 | 142016 | 142016 | 142016 | 142016 | 142016 | 142016 | 142016 | 142016 | 142016 | 142016 | 142016 | 142016 | 142016 | 142016 | 142016 | 142016 | 142016 | 142016 | 142016 | 142016 | 142016 | 142016 | 142016 | 142016 | 142016 | 142016 | 142016 | 142016 | 142016 | 142016 | 142016 | 142016 | 142016 | 142016 | 142016 | 142016 | 142016 | 142016 | 142016 | 142016 | 142016 | 142016 | 142016 | 142016 | 142016 | 142016 | 142016 | 142016 | 142016 | 142016 | 142016
Plant Engineer |  | Electrical/Mechanical Engineer | 2 | ea | 110096 | 110096 | 220192 | 220192 | 220192 | 220192 | 220192 | 220192 | 220192 | 220192 | 220192 | 220192 | 220192 | 220192 | 220192 | 220192 | 220192 | 220192 | 220192 | 220192 | 220192 | 220192 | 220192 | 220192 | 220192 | 220192 | 220192 | 220192 | 220192 | 220192 | 220192 | 220192 | 220192 | 220192 | 220192 | 220192 | 220192 | 220192 | 220192 | 220192 | 220192 | 220192 | 220192 | 220192 | 220192 | 220192 | 220192 | 220192 | 220192 | 220192 | 220192 | 220192 | 220192
Technical Supervisor |  | P&C Operations Mechanical/Electrical | 1 | ea | 95088 | 95088 | 95088 | 95088 | 95088 | 95088 | 95088 | 95088 | 95088 | 95088 | 95088 | 95088 | 95088 | 95088 | 95088 | 95088 | 95088 | 95088 | 95088 | 95088 | 95088 | 95088 | 95088 | 95088 | 95088 | 95088 | 95088 | 95088 | 95088 | 95088 | 95088 | 95088 | 95088 | 95088 | 95088 | 95088 | 95088 | 95088 | 95088 | 95088 | 95088 | 95088 | 95088 | 95088 | 95088 | 95088 | 95088 | 95088 | 95088 | 95088 | 95088 | 95088 | 95088
Technical Operator |  | P&C Communications Operations Millwrights/Electricians - Trades & Technologists | 6 | ea | 77448 | 77448 | 464688 | 464688 | 464688 | 464688 | 464688 | 464688 | 464688 | 464688 | 464688 | 464688 | 464688 | 464688 | 464688 | 464688 | 464688 | 464688 | 464688 | 464688 | 464688 | 464688 | 464688 | 464688 | 464688 | 464688 | 464688 | 464688 | 464688 | 464688 | 464688 | 464688 | 464688 | 464688 | 464688 | 464688 | 464688 | 464688 | 464688 | 464688 | 464688 | 464688 | 464688 | 464688 | 464688 | 464688 | 464688 | 464688 | 464688 | 464688 | 464688 | 464688 | 464688
Utility |  | Building Maintenance | 4 | ea | 82768 | 82768 | 331072 | 331072 | 331072 | 331072 | 331072 | 331072 | 331072 | 331072 | 331072 | 331072 | 331072 | 331072 | 331072 | 331072 | 331072 | 331072 | 331072 | 331072 | 331072 | 331072 | 331072 | 331072 | 331072 | 331072 | 331072 | 331072 | 331072 | 331072 | 331072 | 331072 | 331072 | 331072 | 331072 | 331072 | 331072 | 331072 | 331072 | 331072 | 331072 | 331072 | 331072 | 331072 | 331072 | 331072 | 331072 | 331072 | 331072 | 331072 | 331072 | 331072 | 331072
Asset Specialist |  | Electrical/Mechanical Engineer Technologist | 2 | ea | 95088 | 95088 | 190176 | 190176 | 190176 | 190176 | 190176 | 190176 | 190176 | 190176 | 190176 | 190176 | 190176 | 190176 | 190176 | 190176 | 190176 | 190176 | 190176 | 190176 | 190176 | 190176 | 190176 | 190176 | 190176 | 190176 | 190176 | 190176 | 190176 | 190176 | 190176 | 190176 | 190176 | 190176 | 190176 | 190176 | 190176 | 190176 | 190176 | 190176 | 190176 | 190176 | 190176 | 190176 | 190176 | 190176 | 190176 | 190176 | 190176 | 190176 | 190176 | 190176 | 190176
Planner |  | Mechanical/Electrical Trade or Technologist | 1 | ea | 82768 | 82768 | 82768 | 82768 | 82768 | 82768 | 82768 | 82768 | 82768 | 82768 | 82768 | 82768 | 82768 | 82768 | 82768 | 82768 | 82768 | 82768 | 82768 | 82768 | 82768 | 82768 | 82768 | 82768 | 82768 | 82768 | 82768 | 82768 | 82768 | 82768 | 82768 | 82768 | 82768 | 82768 | 82768 | 82768 | 82768 | 82768 | 82768 | 82768 | 82768 | 82768 | 82768 | 82768 | 82768 | 82768 | 82768 | 82768 | 82768 | 82768 | 82768 | 82768 | 82768
Civil Technologist |  | Civil Technologist | 1 | ea | 77448 | 77448 | 77448 | 77448 | 77448 | 77448 | 77448 | 77448 | 77448 | 77448 | 77448 | 77448 | 77448 | 77448 | 77448 | 77448 | 77448 | 77448 | 77448 | 77448 | 77448 | 77448 | 77448 | 77448 | 77448 | 77448 | 77448 | 77448 | 77448 | 77448 | 77448 | 77448 | 77448 | 77448 | 77448 | 77448 | 77448 | 77448 | 77448 | 77448 | 77448 | 77448 | 77448 | 77448 | 77448 | 77448 | 77448 | 77448 | 77448 | 77448 | 77448 | 77448 | 77448
Area Office Clerk |  | Administration, Management Systems, Accounting | 1 | ea | 59640 | 59640 | 59640 | 59640 | 59640 | 59640 | 59640 | 59640 | 59640 | 59640 | 59640 | 59640 | 59640 | 59640 | 59640 | 59640 | 59640 | 59640 | 59640 | 59640 | 59640 | 59640 | 59640 | 59640 | 59640 | 59640 | 59640 | 59640 | 59640 | 59640 | 59640 | 59640 | 59640 | 59640 | 59640 | 59640 | 59640 | 59640 | 59640 | 59640 | 59640 | 59640 | 59640 | 59640 | 59640 | 59640 | 59640 | 59640 | 59640 | 59640 | 59640 | 59640 | 59640
Clerk |  | Clerical / Document Control | 1 | ea | 55104 | 55104 | 55104 | 55104 | 55104 | 55104 | 55104 | 55104 | 55104 | 55104 | 55104 | 55104 | 55104 | 55104 | 55104 | 55104 | 55104 | 55104 | 55104 | 55104 | 55104 | 55104 | 55104 | 55104 | 55104 | 55104 | 55104 | 55104 | 55104 | 55104 | 55104 | 55104 | 55104 | 55104 | 55104 | 55104 | 55104 | 55104 | 55104 | 55104 | 55104 | 55104 | 55104 | 55104 | 55104 | 55104 | 55104 | 55104 | 55104 | 55104 | 55104 | 55104 | 55104
Safety/Environment/Security Co-ordinator |  | Safety & Environment Technologist | 1 | ea | 88424 | 88424 | 88424 | 88424 | 88424 | 88424 | 88424 | 88424 | 88424 | 88424 | 88424 | 88424 | 88424 | 88424 | 88424 | 88424 | 88424 | 88424 | 88424 | 88424 | 88424 | 88424 | 88424 | 88424 | 88424 | 88424 | 88424 | 88424 | 88424 | 88424 | 88424 | 88424 | 88424 | 88424 | 88424 | 88424 | 88424 | 88424 | 88424 | 88424 | 88424 | 88424 | 88424 | 88424 | 88424 | 88424 | 88424 | 88424 | 88424 | 88424 | 88424 | 88424 | 88424
Storekeeper/Toolcrib Attendent |  | Warehousing | 1 | ea | 77448 | 77448 | 77448 | 77448 | 77448 | 77448 | 77448 | 77448 | 77448 | 77448 | 77448 | 77448 | 77448 | 77448 | 77448 | 77448 | 77448 | 77448 | 77448 | 77448 | 77448 | 77448 | 77448 | 77448 | 77448 | 77448 | 77448 | 77448 | 77448 | 77448 | 77448 | 77448 | 77448 | 77448 | 77448 | 77448 | 77448 | 77448 | 77448 | 77448 | 77448 | 77448 | 77448 | 77448 | 77448 | 77448 | 77448 | 77448 | 77448 | 77448 | 77448 | 77448 | 77448
Sub-total (1) |  |  | 22 | ea |  |  | 1884064 | 1884064 | 1884064 | 1884064 | 1884064 | 1884064 | 1884064 | 1884064 | 1884064 | 1884064 | 1884064 | 1884064 | 1884064 | 1884064 | 1884064 | 1884064 | 1884064 | 1884064 | 1884064 | 1884064 | 1884064 | 1884064 | 1884064 | 1884064 | 1884064 | 1884064 | 1884064 | 1884064 | 1884064 | 1884064 | 1884064 | 1884064 | 1884064 | 1884064 | 1884064 | 1884064 | 1884064 | 1884064 | 1884064 | 1884064 | 1884064 | 1884064 | 1884064 | 1884064 | 1884064 | 1884064 | 1884064 | 1884064 | 1884064 | 1884064 | 1884064
2) Regional Control Center (St.John's)
System Operators |  |  | 4 | ea | 82936 | 82936 | 331744 | 331744 | 331744 | 331744 | 331744 | 331744 | 331744 | 331744 | 331744 | 331744 | 331744 | 331744 | 331744 | 331744 | 331744 | 331744 | 331744 | 331744 | 331744 | 331744 | 331744 | 331744 | 331744 | 331744 | 331744 | 331744 | 331744 | 331744 | 331744 | 331744 | 331744 | 331744 | 331744 | 331744 | 331744 | 331744 | 331744 | 331744 | 331744 | 331744 | 331744 | 331744 | 331744 | 331744 | 331744 | 331744 | 331744 | 331744 | 331744 | 331744 | 331744
Marketing Analyst |  |  | 1 | ea | 89600 | 89600 | 89600 | 89600 | 89600 | 89600 | 89600 | 89600 | 89600 | 89600 | 89600 | 89600 | 89600 | 89600 | 89600 | 89600 | 89600 | 89600 | 89600 | 89600 | 89600 | 89600 | 89600 | 89600 | 89600 | 89600 | 89600 | 89600 | 89600 | 89600 | 89600 | 89600 | 89600 | 89600 | 89600 | 89600 | 89600 | 89600 | 89600 | 89600 | 89600 | 89600 | 89600 | 89600 | 89600 | 89600 | 89600 | 89600 | 89600 | 89600 | 89600 | 89600 | 89600
System Operations Engineer |  |  | 1 | ea | 97832 | 97832 | 97832 | 97832 | 97832 | 97832 | 97832 | 97832 | 97832 | 97832 | 97832 | 97832 | 97832 | 97832 | 97832 | 97832 | 97832 | 97832 | 97832 | 97832 | 97832 | 97832 | 97832 | 97832 | 97832 | 97832 | 97832 | 97832 | 97832 | 97832 | 97832 | 97832 | 97832 | 97832 | 97832 | 97832 | 97832 | 97832 | 97832 | 97832 | 97832 | 97832 | 97832 | 97832 | 97832 | 97832 | 97832 | 97832 | 97832 | 97832 | 97832 | 97832 | 97832
Sub-total (2) |  |  | 6 | ea |  |  | 519176 | 519176 | 519176 | 519176 | 519176 | 519176 | 519176 | 519176 | 519176 | 519176 | 519176 | 519176 | 519176 | 519176 | 519176 | 519176 | 519176 | 519176 | 519176 | 519176 | 519176 | 519176 | 519176 | 519176 | 519176 | 519176 | 519176 | 519176 | 519176 | 519176 | 519176 | 519176 | 519176 | 519176 | 519176 | 519176 | 519176 | 519176 | 519176 | 519176 | 519176 | 519176 | 519176 | 519176 | 519176 | 519176 | 519176 | 519176 | 519176 | 519176 | 519176
3) Vehicles
Crew Cab Pickup (4x4) | Assume new every 3 years |  | 2 | ea | 42000 | 84000 | 28000 | 28000 | 28000 | 28000 | 28000 | 28000 | 28000 | 28000 | 28000 | 28000 | 28000 | 28000 | 28000 | 28000 | 28000 | 28000 | 28000 | 28000 | 28000 | 28000 | 28000 | 28000 | 28000 | 28000 | 28000 | 28000 | 28000 | 28000 | 28000 | 28000 | 28000 | 28000 | 28000 | 28000 | 28000 | 28000 | 28000 | 28000 | 28000 | 28000 | 28000 | 28000 | 28000 | 28000 | 28000 | 28000 | 28000 | 28000 | 28000 | 28000 | 28000
Extended Cab Pickup (4x4) | Assume new every 3 years |  | 5 | ea | 39000 | 195000 | 65000 | 65000 | 65000 | 65000 | 65000 | 65000 | 65000 | 65000 | 65000 | 65000 | 65000 | 65000 | 65000 | 65000 | 65000 | 65000 | 65000 | 65000 | 65000 | 65000 | 65000 | 65000 | 65000 | 65000 | 65000 | 65000 | 65000 | 65000 | 65000 | 65000 | 65000 | 65000 | 65000 | 65000 | 65000 | 65000 | 65000 | 65000 | 65000 | 65000 | 65000 | 65000 | 65000 | 65000 | 65000 | 65000 | 65000 | 65000 | 65000 | 65000 | 65000
Utility Van or Truck (4x2) | Assume new every 3 years |  | 1 | ea | 39000 | 39000 | 39000 | 39000 | 39000 | 39000 | 39000 | 39000 | 39000 | 39000 | 39000 | 39000 | 39000 | 39000 | 39000 | 39000 | 39000 | 39000 | 39000 | 39000 | 39000 | 39000 | 39000 | 39000 | 39000 | 39000 | 39000 | 39000 | 39000 | 39000 | 39000 | 39000 | 39000 | 39000 | 39000 | 39000 | 39000 | 39000 | 39000 | 39000 | 39000 | 39000 | 39000 | 39000 | 39000 | 39000 | 39000 | 39000 | 39000 | 39000 | 39000 | 39000 | 39000
Passanger Van | Assume new every 3 years |  | 1 | ea | 42000 | 42000 | 14000 | 14000 | 14000 | 14000 | 14000 | 14000 | 14000 | 14000 | 14000 | 14000 | 14000 | 14000 | 14000 | 14000 | 14000 | 14000 | 14000 | 14000 | 14000 | 14000 | 14000 | 14000 | 14000 | 14000 | 14000 | 14000 | 14000 | 14000 | 14000 | 14000 | 14000 | 14000 | 14000 | 14000 | 14000 | 14000 | 14000 | 14000 | 14000 | 14000 | 14000 | 14000 | 14000 | 14000 | 14000 | 14000 | 14000 | 14000 | 14000 | 14000 | 14000
ATV | Assume new every 5 years |  | 2 | ea | 15000 | 30000 | 6000 | 6000 | 6000 | 6000 | 6000 | 6000 | 6000 | 6000 | 6000 | 6000 | 6000 | 6000 | 6000 | 6000 | 6000 | 6000 | 6000 | 6000 | 6000 | 6000 | 6000 | 6000 | 6000 | 6000 | 6000 | 6000 | 6000 | 6000 | 6000 | 6000 | 6000 | 6000 | 6000 | 6000 | 6000 | 6000 | 6000 | 6000 | 6000 | 6000 | 6000 | 6000 | 6000 | 6000 | 6000 | 6000 | 6000 | 6000 | 6000 | 6000 | 6000
Snow Machine | Assume new every 5 years |  | 6 | ea | 15000 | 90000 | 18000 | 18000 | 18000 | 18000 | 18000 | 18000 | 18000 | 18000 | 18000 | 18000 | 18000 | 18000 | 18000 | 18000 | 18000 | 18000 | 18000 | 18000 | 18000 | 18000 | 18000 | 18000 | 18000 | 18000 | 18000 | 18000 | 18000 | 18000 | 18000 | 18000 | 18000 | 18000 | 18000 | 18000 | 18000 | 18000 | 18000 | 18000 | 18000 | 18000 | 18000 | 18000 | 18000 | 18000 | 18000 | 18000 | 18000 | 18000 | 18000 | 18000 | 18000
Forklift | Assume new every 10 years |  | 2 | ea | 25000 | 50000 | 5000 | 5000 | 5000 | 5000 | 5000 | 5000 | 5000 | 5000 | 5000 | 5000 | 5000 | 5000 | 5000 | 5000 | 5000 | 5000 | 5000 | 5000 | 5000 | 5000 | 5000 | 5000 | 5000 | 5000 | 5000 | 5000 | 5000 | 5000 | 5000 | 5000 | 5000 | 5000 | 5000 | 5000 | 5000 | 5000 | 5000 | 5000 | 5000 | 5000 | 5000 | 5000 | 5000 | 5000 | 5000 | 5000 | 5000 | 5000 | 5000 | 5000 | 5000
Boom Truck | Assume new every 10 years |  | 1 | ea | 50000 | 50000 | 5000 | 5000 | 5000 | 5000 | 5000 | 5000 | 5000 | 5000 | 5000 | 5000 | 5000 | 5000 | 5000 | 5000 | 5000 | 5000 | 5000 | 5000 | 5000 | 5000 | 5000 | 5000 | 5000 | 5000 | 5000 | 5000 | 5000 | 5000 | 5000 | 5000 | 5000 | 5000 | 5000 | 5000 | 5000 | 5000 | 5000 | 5000 | 5000 | 5000 | 5000 | 5000 | 5000 | 5000 | 5000 | 5000 | 5000 | 5000 | 5000 | 5000 | 5000
Sissor Lift | Assume new every 10 years |  | 1 | ea | 75000 | 75000 | 7500 | 7500 | 7500 | 7500 | 7500 | 7500 | 7500 | 7500 | 7500 | 7500 | 7500 | 7500 | 7500 | 7500 | 7500 | 7500 | 7500 | 7500 | 7500 | 7500 | 7500 | 7500 | 7500 | 7500 | 7500 | 7500 | 7500 | 7500 | 7500 | 7500 | 7500 | 7500 | 7500 | 7500 | 7500 | 7500 | 7500 | 7500 | 7500 | 7500 | 7500 | 7500 | 7500 | 7500 | 7500 | 7500 | 7500 | 7500 | 7500 | 7500 | 7500
Snow Blower | Assume new every 5 years |  | 1 | ea | 25000 | 25000 | 5000 | 5000 | 5000 | 5000 | 5000 | 5000 | 5000 | 5000 | 5000 | 5000 | 5000 | 5000 | 5000 | 5000 | 5000 | 5000 | 5000 | 5000 | 5000 | 5000 | 5000 | 5000 | 5000 | 5000 | 5000 | 5000 | 5000 | 5000 | 5000 | 5000 | 5000 | 5000 | 5000 | 5000 | 5000 | 5000 | 5000 | 5000 | 5000 | 5000 | 5000 | 5000 | 5000 | 5000 | 5000 | 5000 | 5000 | 5000 | 5000 | 5000 | 5000
Work Boat | Assume new every 10 years |  | 1 | ea | 75000 | 75000 | 7500 | 7500 | 7500 | 7500 | 7500 | 7500 | 7500 | 7500 | 7500 | 7500 | 7500 | 7500 | 7500 | 7500 | 7500 | 7500 | 7500 | 7500 | 7500 | 7500 | 7500 | 7500 | 7500 | 7500 | 7500 | 7500 | 7500 | 7500 | 7500 | 7500 | 7500 | 7500 | 7500 | 7500 | 7500 | 7500 | 7500 | 7500 | 7500 | 7500 | 7500 | 7500 | 7500 | 7500 | 7500 | 7500 | 7500 | 7500 | 7500 | 7500 | 7500
Sub-total (3) | [6 empty] | 200000 | 200000 | 200000 | 200000 | 200000 | 200000 | 200000 | 200000 | 200000 | 200000 | 200000 | 200000 | 200000 | 200000 | 200000 | 200000 | 200000 | 200000 | 200000 | 200000 | 200000 | 200000 | 200000 | 200000 | 200000 | 200000 | 200000 | 200000 | 200000 | 200000 | 200000 | 200000 | 200000 | 200000 | 200000 | 200000 | 200000 | 200000 | 200000 | 200000 | 200000 | 200000 | 200000 | 200000 | 200000 | 200000 | 200000 | 200000 | 200000 | 200000 | 200000
4) Service Contracts
Snow Clearing | 1 loader for Approx 5 months (includes operator as necessary) |  | 1 | yr | 150000 | 150000 | 150000 | 150000 | 150000 | 150000 | 150000 | 150000 | 150000 | 150000 | 150000 | 150000 | 150000 | 150000 | 150000 | 150000 | 150000 | 150000 | 150000 | 150000 | 150000 | 150000 | 150000 | 150000 | 150000 | 150000 | 150000 | 150000 | 150000 | 150000 | 150000 | 150000 | 150000 | 150000 | 150000 | 150000 | 150000 | 150000 | 150000 | 150000 | 150000 | 150000 | 150000 | 150000 | 150000 | 150000 | 150000 | 150000 | 150000 | 150000 | 150000 | 150000 | 150000
Road Maintenance | 50 hrs 2 times per year grader, dump truck & excavator |  | 15 | km | 20000 | 300000 | 300000 | 300000 | 300000 | 300000 | 300000 | 300000 | 300000 | 300000 | 300000 | 300000 | 300000 | 300000 | 300000 | 300000 | 300000 | 300000 | 300000 | 300000 | 300000 | 300000 | 300000 | 300000 | 300000 | 300000 | 300000 | 300000 | 300000 | 300000 | 300000 | 300000 | 300000 | 300000 | 300000 | 300000 | 300000 | 300000 | 300000 | 300000 | 300000 | 300000 | 300000 | 300000 | 300000 | 300000 | 300000 | 300000 | 300000 | 300000 | 300000 | 300000 | 300000
Janitorial & Garbage Removal | 1 day/week for 2 people |  | 52 | ea | 1000 | 52000 | 52000 | 52000 | 52000 | 52000 | 52000 | 52000 | 52000 | 52000 | 52000 | 52000 | 52000 | 52000 | 52000 | 52000 | 52000 | 52000 | 52000 | 52000 | 52000 | 52000 | 52000 | 52000 | 52000 | 52000 | 52000 | 52000 | 52000 | 52000 | 52000 | 52000 | 52000 | 52000 | 52000 | 52000 | 52000 | 52000 | 52000 | 52000 | 52000 | 52000 | 52000 | 52000 | 52000 | 52000 | 52000 | 52000 | 52000 | 52000 | 52000 | 52000 | 52000
Cooking & Housekeeping Accomodations | 25 stays for 10 persons @ $150/person |  | 52 | ea | 1500 | 78000 | 78000 | 78000 | 78000 | 78000 | 78000 | 78000 | 78000 | 78000 | 78000 | 78000 | 78000 | 78000 | 78000 | 78000 | 78000 | 78000 | 78000 | 78000 | 78000 | 78000 | 78000 | 78000 | 78000 | 78000 | 78000 | 78000 | 78000 | 78000 | 78000 | 78000 | 78000 | 78000 | 78000 | 78000 | 78000 | 78000 | 78000 | 78000 | 78000 | 78000 | 78000 | 78000 | 78000 | 78000 | 78000 | 78000 | 78000 | 78000 | 78000 | 78000 | 78000
Trash removal - Intake & Dam | 8 wks @ $12,000 (dive team) |  | 1 | yr | 100000 | 100000 | 100000 | 100000 | 100000 | 100000 | 100000 | 100000 | 100000 | 100000 | 100000 | 100000 | 100000 | 100000 | 100000 | 100000 | 100000 | 100000 | 100000 | 100000 | 100000 | 100000 | 100000 | 100000 | 100000 | 100000 | 100000 | 100000 | 100000 | 100000 | 100000 | 100000 | 100000 | 100000 | 100000 | 100000 | 100000 | 100000 | 100000 | 100000 | 100000 | 100000 | 100000 | 100000 | 100000 | 100000 | 100000 | 100000 | 100000 | 100000 | 100000 | 100000 | 100000
Helicopter Services | Assure required for 15 days/yr |  | 120 | hrs | 1500 | 180000 | 180000 | 180000 | 180000 | 180000 | 180000 | 180000 | 180000 | 180000 | 180000 | 180000 | 180000 | 180000 | 180000 | 180000 | 180000 | 180000 | 180000 | 180000 | 180000 | 180000 | 180000 | 180000 | 180000 | 180000 | 180000 | 180000 | 180000 | 180000 | 180000 | 180000 | 180000 | 180000 | 180000 | 180000 | 180000 | 180000 | 180000 | 180000 | 180000 | 180000 | 180000 | 180000 | 180000 | 180000 | 180000 | 180000 | 180000 | 180000 | 180000 | 180000 | 180000
Pest Control | ? |  | 1 | yr | 25000 | 25000 | 25000 | 25000 | 25000 | 25000 | 25000 | 25000 | 25000 | 25000 | 25000 | 25000 | 25000 | 25000 | 25000 | 25000 | 25000 | 25000 | 25000 | 25000 | 25000 | 25000 | 25000 | 25000 | 25000 | 25000 | 25000 | 25000 | 25000 | 25000 | 25000 | 25000 | 25000 | 25000 | 25000 | 25000 | 25000 | 25000 | 25000 | 25000 | 25000 | 25000 | 25000 | 25000 | 25000 | 25000 | 25000 | 25000 | 25000 | 25000 | 25000 | 25000 | 25000
Generators/Exciters - Technical Support | ? |  | 1 | yr | 100000 | 100000 | 100000 | 100000 | 100000 | 100000 | 100000 | 100000 | 100000 | 100000 | 100000 | 100000 | 100000 | 100000 | 100000 | 100000 | 100000 | 100000 | 100000 | 100000 | 100000 | 100000 | 100000 | 100000 | 100000 | 100000 | 100000 | 100000 | 100000 | 100000 | 100000 | 100000 | 100000 | 100000 | 100000 | 100000 | 100000 | 100000 | 100000 | 100000 | 100000 | 100000 | 100000 | 100000 | 100000 | 100000 | 100000 | 100000 | 100000 | 100000 | 100000 | 100000 | 100000
Turbine/Governors - Technical Support | ? |  | 1 | yr | 100000 | 100000 | 100000 | 100000 | 100000 | 100000 | 100000 | 100000 | 100000 | 100000 | 100000 | 100000 | 100000 | 100000 | 100000 | 100000 | 100000 | 100000 | 100000 | 100000 | 100000 | 100000 | 100000 | 100000 | 100000 | 100000 | 100000 | 100000 | 100000 | 100000 | 100000 | 100000 | 100000 | 100000 | 100000 | 100000 | 100000 | 100000 | 100000 | 100000 | 100000 | 100000 | 100000 | 100000 | 100000 | 100000 | 100000 | 100000 | 100000 | 100000 | 100000 | 100000 | 100000
Sub-total (4) | [6 empty] | 1085000 | 1085000 | 1085000 | 1085000 | 1085000 | 1085000 | 1085000 | 1085000 | 1085000 | 1085000 | 1085000 | 1085000 | 1085000 | 1085000 | 1085000 | 1085000 | 1085000 | 1085000 | 1085000 | 1085000 | 1085000 | 1085000 | 1085000 | 1085000 | 1085000 | 1085000 | 1085000 | 1085000 | 1085000 | 1085000 | 1085000 | 1085000 | 1085000 | 1085000 | 1085000 | 1085000 | 1085000 | 1085000 | 1085000 | 1085000 | 1085000 | 1085000 | 1085000 | 1085000 | 1085000 | 1085000 | 1085000 | 1085000 | 1085000 | 1085000 | 1085000
5) Inspection Services
Diving Inspections | 2 inspections per year |  | 2 | ea | 50000 | 100000 | 100000 | 100000 | 100000 | 100000 | 100000 | 100000 | 100000 | 100000 | 100000 | 100000 | 100000 | 100000 | 100000 | 100000 | 100000 | 100000 | 100000 | 100000 | 100000 | 100000 | 100000 | 100000 | 100000 | 100000 | 100000 | 100000 | 100000 | 100000 | 100000 | 100000 | 100000 | 100000 | 100000 | 100000 | 100000 | 100000 | 100000 | 100000 | 100000 | 100000 | 100000 | 100000 | 100000 | 100000 | 100000 | 100000 | 100000 | 100000 | 100000 | 100000 | 100000
Elevator Inspections | 1 inspections per year |  | 1 | ea | 50000 | 50000 | 50000 | 50000 | 50000 | 50000 | 50000 | 50000 | 50000 | 50000 | 50000 | 50000 | 50000 | 50000 | 50000 | 50000 | 50000 | 50000 | 50000 | 50000 | 50000 | 50000 | 50000 | 50000 | 50000 | 50000 | 50000 | 50000 | 50000 | 50000 | 50000 | 50000 | 50000 | 50000 | 50000 | 50000 | 50000 | 50000 | 50000 | 50000 | 50000 | 50000 | 50000 | 50000 | 50000 | 50000 | 50000 | 50000 | 50000 | 50000 | 50000 | 50000 | 50000
Fire Panel Inspections | 1 inspections per year |  | 1 | ea | 50000 | 50000 | 50000 | 50000 | 50000 | 50000 | 50000 | 50000 | 50000 | 50000 | 50000 | 50000 | 50000 | 50000 | 50000 | 50000 | 50000 | 50000 | 50000 | 50000 | 50000 | 50000 | 50000 | 50000 | 50000 | 50000 | 50000 | 50000 | 50000 | 50000 | 50000 | 50000 | 50000 | 50000 | 50000 | 50000 | 50000 | 50000 | 50000 | 50000 | 50000 | 50000 | 50000 | 50000 | 50000 | 50000 | 50000 | 50000 | 50000 | 50000 | 50000 | 50000 | 50000
Fire Suppression Systems Inspections | 1 inspections per year |  | 1 | ea | 50000 | 50000 | 50000 | 50000 | 50000 | 50000 | 50000 | 50000 | 50000 | 50000 | 50000 | 50000 | 50000 | 50000 | 50000 | 50000 | 50000 | 50000 | 50000 | 50000 | 50000 | 50000 | 50000 | 50000 | 50000 | 50000 | 50000 | 50000 | 50000 | 50000 | 50000 | 50000 | 50000 | 50000 | 50000 | 50000 | 50000 | 50000 | 50000 | 50000 | 50000 | 50000 | 50000 | 50000 | 50000 | 50000 | 50000 | 50000 | 50000 | 50000 | 50000 | 50000 | 50000
Crane & Hoist Inspections | 2 inspections per year |  | 2 | ea | 50000 | 100000 | 100000 | 100000 | 100000 | 100000 | 100000 | 100000 | 100000 | 100000 | 100000 | 100000 | 100000 | 100000 | 100000 | 100000 | 100000 | 100000 | 100000 | 100000 | 100000 | 100000 | 100000 | 100000 | 100000 | 100000 | 100000 | 100000 | 100000 | 100000 | 100000 | 100000 | 100000 | 100000 | 100000 | 100000 | 100000 | 100000 | 100000 | 100000 | 100000 | 100000 | 100000 | 100000 | 100000 | 100000 | 100000 | 100000 | 100000 | 100000 | 100000 | 100000 | 100000
Pressure Vessel Inspections | 1 inspections per year |  | 1 | ea | 50000 | 50000 | 50000 | 50000 | 50000 | 50000 | 50000 | 50000 | 50000 | 50000 | 50000 | 50000 | 50000 | 50000 | 50000 | 50000 | 50000 | 50000 | 50000 | 50000 | 50000 | 50000 | 50000 | 50000 | 50000 | 50000 | 50000 | 50000 | 50000 | 50000 | 50000 | 50000 | 50000 | 50000 | 50000 | 50000 | 50000 | 50000 | 50000 | 50000 | 50000 | 50000 | 50000 | 50000 | 50000 | 50000 | 50000 | 50000 | 50000 | 50000 | 50000 | 50000 | 50000
Air Conditioner Inspections | 1 inspections per year |  | 1 | ea | 50000 | 50000 | 50000 | 50000 | 50000 | 50000 | 50000 | 50000 | 50000 | 50000 | 50000 | 50000 | 50000 | 50000 | 50000 | 50000 | 50000 | 50000 | 50000 | 50000 | 50000 | 50000 | 50000 | 50000 | 50000 | 50000 | 50000 | 50000 | 50000 | 50000 | 50000 | 50000 | 50000 | 50000 | 50000 | 50000 | 50000 | 50000 | 50000 | 50000 | 50000 | 50000 | 50000 | 50000 | 50000 | 50000 | 50000 | 50000 | 50000 | 50000 | 50000 | 50000 | 50000
Dyke Board Inspections | 1 inspections per year |  | 1 | ea | 50000 | 50000 | 50000 | 50000 | 50000 | 50000 | 50000 | 50000 | 50000 | 50000 | 50000 | 50000 | 50000 | 50000 | 50000 | 50000 | 50000 | 50000 | 50000 | 50000 | 50000 | 50000 | 50000 | 50000 | 50000 | 50000 | 50000 | 50000 | 50000 | 50000 | 50000 | 50000 | 50000 | 50000 | 50000 | 50000 | 50000 | 50000 | 50000 | 50000 | 50000 | 50000 | 50000 | 50000 | 50000 | 50000 | 50000 | 50000 | 50000 | 50000 | 50000 | 50000 | 50000
Sub-total (5) | [6 empty] | 500000 | 500000 | 500000 | 500000 | 500000 | 500000 | 500000 | 500000 | 500000 | 500000 | 500000 | 500000 | 500000 | 500000 | 500000 | 500000 | 500000 | 500000 | 500000 | 500000 | 500000 | 500000 | 500000 | 500000 | 500000 | 500000 | 500000 | 500000 | 500000 | 500000 | 500000 | 500000 | 500000 | 500000 | 500000 | 500000 | 500000 | 500000 | 500000 | 500000 | 500000 | 500000 | 500000 | 500000 | 500000 | 500000 | 500000 | 500000 | 500000 | 500000 | 500000
6) Equipment
Equipment (maintenance only)1 | [6 empty] | 300000 | 300000 | 300000 | 300000 | 300000 | 300000 | 300000 | 300000 | 300000 | 300000 | 300000 | 300000 | 300000 | 300000 | 300000 | 300000 | 300000 | 300000 | 300000 | 300000 | 300000 | 300000 | 300000 | 300000 | 300000 | 300000 | 300000 | 300000 | 300000 | 300000 | 300000 | 300000 | 300000 | 300000 | 300000 | 300000 | 300000 | 300000 | 300000 | 300000 | 300000 | 300000 | 300000 | 300000 | 300000 | 300000 | 300000 | 300000 | 300000 | 300000 | 300000
Sub-total (6) | [6 empty] | 300000 | 300000 | 300000 | 300000 | 300000 | 300000 | 300000 | 300000 | 300000 | 300000 | 300000 | 300000 | 300000 | 300000 | 300000 | 300000 | 300000 | 300000 | 300000 | 300000 | 300000 | 300000 | 300000 | 300000 | 300000 | 300000 | 300000 | 300000 | 300000 | 300000 | 300000 | 300000 | 300000 | 300000 | 300000 | 300000 | 300000 | 300000 | 300000 | 300000 | 300000 | 300000 | 300000 | 300000 | 300000 | 300000 | 300000 | 300000 | 300000 | 300000 | 300000
7) Support Fees2 - Labour (1+2) X 0.75 | [6 empty] | 1802430 | 1802430 | 1802430 | 1802430 | 1802430 | 1802430 | 1802430 | 1802430 | 1802430 | 1802430 | 1802430 | 1802430 | 1802430 | 1802430 | 1802430 | 1802430 | 1802430 | 1802430 | 1802430 | 1802430 | 1802430 | 1802430 | 1802430 | 1802430 | 1802430 | 1802430 | 1802430 | 1802430 | 1802430 | 1802430 | 1802430 | 1802430 | 1802430 | 1802430 | 1802430 | 1802430 | 1802430 | 1802430 | 1802430 | 1802430 | 1802430 | 1802430 | 1802430 | 1802430 | 1802430 | 1802430 | 1802430 | 1802430 | 1802430 | 1802430 | 1802430
8) Support Fees3 - Other (3+4+5+6) X 0.35 | [6 empty] | 1042500 | 1042500 | 1042500 | 1042500 | 1042500 | 1042500 | 1042500 | 1042500 | 1042500 | 1042500 | 1042500 | 1042500 | 1042500 | 1042500 | 1042500 | 1042500 | 1042500 | 1042500 | 1042500 | 1042500 | 1042500 | 1042500 | 1042500 | 1042500 | 1042500 | 1042500 | 1042500 | 1042500 | 1042500 | 1042500 | 1042500 | 1042500 | 1042500 | 1042500 | 1042500 | 1042500 | 1042500 | 1042500 | 1042500 | 1042500 | 1042500 | 1042500 | 1042500 | 1042500 | 1042500 | 1042500 | 1042500 | 1042500 | 1042500 | 1042500 | 1042500
9) Annualized Funds
Maintenance Tools & Equipment4 | [5 empty] | 500000 | 50000 | Year 1: 50000; Year 2: 50000; Year 3: 50000; Year 4: 50000; Year 5: 50000; Year 6: 50000; Year 7: 50000; Year 8: 50000; Year 9: 50000; Year 10: 50000
Annual Provision (sinking fund)5 | [5 empty] | 20000000 | 2000000 | 2000000 | 2000000 | 2000000 | 2000000 | 2000000 | 2000000 | 2000000 | 2000000 | 2000000 | 2000000 | 2000000 | 2000000 | 2000000 | 2000000 | 2000000 | 2000000 | 2000000 | 2000000 | 2000000 | 2000000 | 2000000 | 2000000 | 2000000 | 2000000 | 2000000 | 2000000 | 2000000 | 2000000 | 2000000 | 2000000 | 2000000 | 2000000 | 2000000 | 2000000 | 2000000 | 2000000 | 2000000 | 2000000 | 2000000 | 2000000 | 2000000 | 2000000 | 2000000 | 2000000 | 2000000 | 2000000 | 2000000 | 2000000 | 2000000 | 2000000
Sub-total (9) | [6 empty] | 2050000 | 2050000 | 2050000 | 2050000 | 2050000 | 2050000 | 2050000 | 2050000 | 2050000 | 2050000 | 2050000 | 2000000 | 2000000 | 2000000 | 2000000 | 2000000 | 2000000 | 2000000 | 2000000 | 2000000 | 2000000 | 2000000 | 2000000 | 2000000 | 2000000 | 2000000 | 2000000 | 2000000 | 2000000 | 2000000 | 2000000 | 2000000 | 2000000 | 2000000 | 2000000 | 2000000 | 2000000 | 2000000 | 2000000 | 2000000 | 2000000 | 2000000 | 2000000 | 2000000 | 2000000 | 2000000 | 2000000 | 2000000 | 2000000 | 2000000 | 2000000
10) Lender's Engineer
Annual Audit and Assessment |  |  | 320 | hrs | 72000 | 72000 | 72000 | 72000 | 72000 | 72000 | 72000 | 72000 | 72000 | 72000 | 72000 | 72000 | 72000 | 72000 | 72000 | 72000 | 72000 | 72000 | 72000 | 72000 | 72000 | 72000 | 72000 | 72000 | 72000 | 72000 | 72000 | 72000 | 72000 | 72000 | 72000 | 72000 | 72000 | 72000 | 72000 | 72000 | 72000 | 72000 | 72000 | 72000 | 72000 | 72000 | 72000 | 72000 | 72000 | 72000 | 72000 | 72000 | 72000 | 72000 | 72000 | 72000 | 72000
Sub-total (10) | [5 empty] | 72000 | 72000 | 72000 | 72000 | 72000 | 72000 | 72000 | 72000 | 72000 | 72000 | 72000 | 72000 | 72000 | 72000 | 72000 | 72000 | 72000 | 72000 | 72000 | 72000 | 72000 | 72000 | 72000 | 72000 | 72000 | 72000 | 72000 | 72000 | 72000 | 72000 | 72000 | 72000 | 72000 | 72000 | 72000 | 72000 | 72000 | 72000 | 72000 | 72000 | 72000 | 72000 | 72000 | 72000 | 72000 | 72000 | 72000 | 72000 | 72000 | 72000 | 72000 | 72000
11) Insurance
Property and Equipment Policy Premiums |  |  | 0.03% | % | 2300000000 | 690000 | 690000 | 690000 | 690000 | 690000 | 690000 | 690000 | 690000 | 690000 | 690000 | 690000 | 690000 | 690000 | 690000 | 690000 | 690000 | 690000 | 690000 | 690000 | 690000 | 690000 | 690000 | 690000 | 690000 | 690000 | 690000 | 690000 | 690000 | 690000 | 690000 | 690000 | 690000 | 690000 | 690000 | 690000 | 690000 | 690000 | 690000 | 690000 | 690000 | 690000 | 690000 | 690000 | 690000 | 690000 | 690000 | 690000 | 690000 | 690000 | 690000 | 690000 | 690000
Sub-total (11) | [5 empty] | 690000 | 690000 | 690000 | 690000 | 690000 | 690000 | 690000 | 690000 | 690000 | 690000 | 690000 | 690000 | 690000 | 690000 | 690000 | 690000 | 690000 | 690000 | 690000 | 690000 | 690000 | 690000 | 690000 | 690000 | 690000 | 690000 | 690000 | 690000 | 690000 | 690000 | 690000 | 690000 | 690000 | 690000 | 690000 | 690000 | 690000 | 690000 | 690000 | 690000 | 690000 | 690000 | 690000 | 690000 | 690000 | 690000 | 690000 | 690000 | 690000 | 690000 | 690000 | 690000
Sub-Total | [7 empty] | 10145170 | 10145170 | 10145170 | 10145170 | 10145170 | 10145170 | 10145170 | 10145170 | 10145170 | 10145170 | 10095170 | 10095170 | 10095170 | 10095170 | 10095170 | 10095170 | 10095170 | 10095170 | 10095170 | 10095170 | 10095170 | 10095170 | 10095170 | 10095170 | 10095170 | 10095170 | 10095170 | 10095170 | 10095170 | 10095170 | 10095170 | 10095170 | 10095170 | 10095170 | 10095170 | 10095170 | 10095170 | 10095170 | 10095170 | 10095170 | 10095170 | 10095170 | 10095170 | 10095170 | 10095170 | 10095170 | 10095170 | 10095170 | 10095170 | 10095170
Contingency (10%) | [7 empty] | 1014517 | 1014517 | 1014517 | 1014517 | 1014517 | 1014517 | 1014517 | 1014517 | 1014517 | 1014517 | 1009517 | 1009517 | 1009517 | 1009517 | 1009517 | 1009517 | 1009517 | 1009517 | 1009517 | 1009517 | 1009517 | 1009517 | 1009517 | 1009517 | 1009517 | 1009517 | 1009517 | 1009517 | 1009517 | 1009517 | 1009517 | 1009517 | 1009517 | 1009517 | 1009517 | 1009517 | 1009517 | 1009517 | 1009517 | 1009517 | 1009517 | 1009517 | 1009517 | 1009517 | 1009517 | 1009517 | 1009517 | 1009517 | 1009517 | 1009517
Total Annual Operations & Maintenance Cost | [7 empty] | 11159687 | 11159687 | 11159687 | 11159687 | 11159687 | 11159687 | 11159687 | 11159687 | 11159687 | 11159687 | 11104687 | 11104687 | 11104687 | 11104687 | 11104687 | 11104687 | 11104687 | 11104687 | 11104687 | 11104687 | 11104687 | 11104687 | 11104687 | 11104687 | 11104687 | 11104687 | 11104687 | 11104687 | 11104687 | 11104687 | 11104687 | 11104687 | 11104687 | 11104687 | 11104687 | 11104687 | 11104687 | 11104687 | 11104687 | 11104687 | 11104687 | 11104687 | 11104687 | 11104687 | 11104687 | 11104687 | 11104687 | 11104687 | 11104687 | 11104687
NOTES:
(1) Includes cost associated with maintaining plant equipment ( subcontracts, lubes, supplies, materials, parts etc..)
(2) Support cost include all services required for the operation of this type of organization. The support cost is estimated as 100% if the total cost (Burdens, benefits & O/H - 50%, overtime - 25%)
(3) Support cost include all services required for the operation of this type of organization. These cost include services, vehicle fuel/maintenance/insurance, accounting, contracts administration overhead etc. The support cost is estimated as 50% if the total cost.
(4) A one time provision of maintenance tools in the amount of $500,000 is annualized over 10 years at $50,000 per annun.
(5) Provisional amount is included to be used as a sinking fund for the future provision of major maintenance and/or purchase of major replacement parts.
(6) Salary - Nalcor salary grades and ranges effective April 1, 2007 + 12% uplift to bring up to 2010 rates
(7) 50% overhead, benefits and burdens added to base salary.
Note on D73: $0.03 premium per $100 of insurable asset. Based upon current Hydro rates.
Note on F73: Replacement cost of Muskrat Falls in Jan '10 dollars assuming re-engineering is not required.

## MF to CF TL (hidden)
MF + LIL Annual Cost of O&M - 50 year Outlook
Prepared for Feasibility Screening Level Economics Refresh - March 2010
Gull Island to Churchill Falls Transmission Link (203 km - 735kV)
Muskrat Falls to Gull Island Transmission Connection (66km - 230kV)
Revision: 15-March-2010
Year
Item | Classification/Description | Comments | Quantity | Unit | Cost | Annual Cost | 1 | 2 | 3 | 4 | 5 | 6 | 7 | 8 | 9 | 10 | 11 | 12 | 13 | 14 | 15 | 16 | 17 | 18 | 19 | 20 | 21 | 22 | 23 | 24 | 25 | 26 | 27 | 28 | 29 | 30 | 31 | 32 | 33 | 34 | 35 | 36 | 37 | 38 | 39 | 40 | 41 | 42 | 43 | 44 | 45 | 46 | 47 | 48 | 49 | 50
1) Personnel - CF(L)Co. Facilities & Assets in Labrador
Lineworkers | Trades | Salary - NLH Salary grades and ranges effective April 1, 2007 | 4 | ea | 64000 | 256000 | 256000 | 256000 | 256000 | 256000 | 256000 | 256000 | 256000 | 256000 | 256000 | 256000 | 256000 | 256000 | 256000 | 256000 | 256000 | 256000 | 256000 | 256000 | 256000 | 256000 | 256000 | 256000 | 256000 | 256000 | 256000 | 256000 | 256000 | 256000 | 256000 | 256000 | 256000 | 256000 | 256000 | 256000 | 256000 | 256000 | 256000 | 256000 | 256000 | 256000 | 256000 | 256000 | 256000 | 256000 | 256000 | 256000 | 256000 | 256000 | 256000 | 256000
P & C Technologist | Electrical Tecnologist |  | 0.5 | ea | 84900 | 42450 | 42450 | 42450 | 42450 | 42450 | 42450 | 42450 | 42450 | 42450 | 42450 | 42450 | 42450 | 42450 | 42450 | 42450 | 42450 | 42450 | 42450 | 42450 | 42450 | 42450 | 42450 | 42450 | 42450 | 42450 | 42450 | 42450 | 42450 | 42450 | 42450 | 42450 | 42450 | 42450 | 42450 | 42450 | 42450 | 42450 | 42450 | 42450 | 42450 | 42450 | 42450 | 42450 | 42450 | 42450 | 42450 | 42450 | 42450 | 42450 | 42450 | 42450
Communications Technologist | Communications Technologist |  | 0 | ea | 84900 | 0 | 0 | 0 | 0 | 0 | 0 | 0 | 0 | 0 | 0 | 0 | 0 | 0 | 0 | 0 | 0 | 0 | 0 | 0 | 0 | 0 | 0 | 0 | 0 | 0 | 0 | 0 | 0 | 0 | 0 | 0 | 0 | 0 | 0 | 0 | 0 | 0 | 0 | 0 | 0 | 0 | 0 | 0 | 0 | 0 | 0 | 0 | 0 | 0 | 0 | 0
Asset Specialist | Electrical/Mechanical Engineer Technologist |  | 1 | ea | 84900 | 84900 | 84900 | 84900 | 84900 | 84900 | 84900 | 84900 | 84900 | 84900 | 84900 | 84900 | 84900 | 84900 | 84900 | 84900 | 84900 | 84900 | 84900 | 84900 | 84900 | 84900 | 84900 | 84900 | 84900 | 84900 | 84900 | 84900 | 84900 | 84900 | 84900 | 84900 | 84900 | 84900 | 84900 | 84900 | 84900 | 84900 | 84900 | 84900 | 84900 | 84900 | 84900 | 84900 | 84900 | 84900 | 84900 | 84900 | 84900 | 84900 | 84900 | 84900
Electricians | Trades |  | 1 | ea | 64000 | 64000 | 64000 | 64000 | 64000 | 64000 | 64000 | 64000 | 64000 | 64000 | 64000 | 64000 | 64000 | 64000 | 64000 | 64000 | 64000 | 64000 | 64000 | 64000 | 64000 | 64000 | 64000 | 64000 | 64000 | 64000 | 64000 | 64000 | 64000 | 64000 | 64000 | 64000 | 64000 | 64000 | 64000 | 64000 | 64000 | 64000 | 64000 | 64000 | 64000 | 64000 | 64000 | 64000 | 64000 | 64000 | 64000 | 64000 | 64000 | 64000 | 64000 | 64000
Sub-total (1) |  |  | 6.5 | ea |  | 447350 | 447350 | 447350 | 447350 | 447350 | 447350 | 447350 | 447350 | 447350 | 447350 | 447350 | 447350 | 447350 | 447350 | 447350 | 447350 | 447350 | 447350 | 447350 | 447350 | 447350 | 447350 | 447350 | 447350 | 447350 | 447350 | 447350 | 447350 | 447350 | 447350 | 447350 | 447350 | 447350 | 447350 | 447350 | 447350 | 447350 | 447350 | 447350 | 447350 | 447350 | 447350 | 447350 | 447350 | 447350 | 447350 | 447350 | 447350 | 447350 | 447350 | 447350
2) Vehicles
Crew Cab Pickup (4x4) |  | Assume new every 3 years | 2 | ea | 42000 | 28000 | 28000 | 28000 | 28000 | 28000 | 28000 | 28000 | 28000 | 28000 | 28000 | 28000 | 28000 | 28000 | 28000 | 28000 | 28000 | 28000 | 28000 | 28000 | 28000 | 28000 | 28000 | 28000 | 28000 | 28000 | 28000 | 28000 | 28000 | 28000 | 28000 | 28000 | 28000 | 28000 | 28000 | 28000 | 28000 | 28000 | 28000 | 28000 | 28000 | 28000 | 28000 | 28000 | 28000 | 28000 | 28000 | 28000 | 28000 | 28000 | 28000 | 28000
Extended Cab Pickup (4x4) |  | Assume new every 3 years | 2 | ea | 39000 | 26000 | 26000 | 26000 | 26000 | 26000 | 26000 | 26000 | 26000 | 26000 | 26000 | 26000 | 26000 | 26000 | 26000 | 26000 | 26000 | 26000 | 26000 | 26000 | 26000 | 26000 | 26000 | 26000 | 26000 | 26000 | 26000 | 26000 | 26000 | 26000 | 26000 | 26000 | 26000 | 26000 | 26000 | 26000 | 26000 | 26000 | 26000 | 26000 | 26000 | 26000 | 26000 | 26000 | 26000 | 26000 | 26000 | 26000 | 26000 | 26000 | 26000 | 26000
Utility Van or Truck (4x2) |  | Assume new every 3 years | 1 | ea | 39000 | 13000 | 13000 | 13000 | 13000 | 13000 | 13000 | 13000 | 13000 | 13000 | 13000 | 13000 | 13000 | 13000 | 13000 | 13000 | 13000 | 13000 | 13000 | 13000 | 13000 | 13000 | 13000 | 13000 | 13000 | 13000 | 13000 | 13000 | 13000 | 13000 | 13000 | 13000 | 13000 | 13000 | 13000 | 13000 | 13000 | 13000 | 13000 | 13000 | 13000 | 13000 | 13000 | 13000 | 13000 | 13000 | 13000 | 13000 | 13000 | 13000 | 13000 | 13000
All Terrian Vehicle with Tracks |  | Assume new every 5 years | 2 | ea | 250000 | 100000 | 100000 | 100000 | 100000 | 100000 | 100000 | 100000 | 100000 | 100000 | 100000 | 100000 | 100000 | 100000 | 100000 | 100000 | 100000 | 100000 | 100000 | 100000 | 100000 | 100000 | 100000 | 100000 | 100000 | 100000 | 100000 | 100000 | 100000 | 100000 | 100000 | 100000 | 100000 | 100000 | 100000 | 100000 | 100000 | 100000 | 100000 | 100000 | 100000 | 100000 | 100000 | 100000 | 100000 | 100000 | 100000 | 100000 | 100000 | 100000 | 100000 | 100000
Snow Machine |  | Assume new every 5 years | 2 | ea | 15000 | 6000 | 6000 | 6000 | 6000 | 6000 | 6000 | 6000 | 6000 | 6000 | 6000 | 6000 | 6000 | 6000 | 6000 | 6000 | 6000 | 6000 | 6000 | 6000 | 6000 | 6000 | 6000 | 6000 | 6000 | 6000 | 6000 | 6000 | 6000 | 6000 | 6000 | 6000 | 6000 | 6000 | 6000 | 6000 | 6000 | 6000 | 6000 | 6000 | 6000 | 6000 | 6000 | 6000 | 6000 | 6000 | 6000 | 6000 | 6000 | 6000 | 6000 | 6000
Sub-total (2) |  |  | 9 | ea |  | 173000 | 173000 | 173000 | 173000 | 173000 | 173000 | 173000 | 173000 | 173000 | 173000 | 173000 | 173000 | 173000 | 173000 | 173000 | 173000 | 173000 | 173000 | 173000 | 173000 | 173000 | 173000 | 173000 | 173000 | 173000 | 173000 | 173000 | 173000 | 173000 | 173000 | 173000 | 173000 | 173000 | 173000 | 173000 | 173000 | 173000 | 173000 | 173000 | 173000 | 173000 | 173000 | 173000 | 173000 | 173000 | 173000 | 173000 | 173000 | 173000 | 173000 | 173000
3) Contractor Services
Helicopter Rental 1 |  |  | 100 | hrs | 1500 | 150000 | 150000 | 150000 | 150000 | 150000 | 150000 | 150000 | 150000 | 150000 | 150000 | 150000 | 150000 | 150000 | 150000 | 150000 | 150000 | 150000 | 150000 | 150000 | 150000 | 150000 | 150000 | 150000 | 150000 | 150000 | 150000 | 150000 | 150000 | 150000 | 150000 | 150000 | 150000 | 150000 | 150000 | 150000 | 150000 | 150000 | 150000 | 150000 | 150000 | 150000 | 150000 | 150000 | 150000 | 150000 | 150000 | 150000 | 150000 | 150000 | 150000 | 150000
Vegetation Management 2 |  |  | 807 | ha | 2000 | 161400 | [7 empty] | 161400 | 161400 | 161400 | 161400 | 161400 | 161400 | 161400 | 161400 | 161400 | 161400 | 161400 | 161400 | 161400 | 161400 | 161400 | 161400 | 161400 | 161400 | 161400 | 161400 | 161400 | 161400 | 161400 | 161400 | 161400 | 161400 | 161400 | 161400 | 161400 | 161400 | 161400 | 161400 | 161400 | 161400 | 161400 | 161400 | 161400 | 161400 | 161400 | 161400 | 161400 | 161400 | 161400
Control System - Technical Support |  | Assumes $225/hr | 250 | hrs | 56250 | 56250 | 56250 | 56250 | 56250 | 56250 | 56250 | 56250 | 56250 | 56250 | 56250 | 56250 | 56250 | 56250 | 56250 | 56250 | 56250 | 56250 | 56250 | 56250 | 56250 | 56250 | 56250 | 56250 | 56250 | 56250 | 56250 | 56250 | 56250 | 56250 | 56250 | 56250 | 56250 | 56250 | 56250 | 56250 | 56250 | 56250 | 56250 | 56250 | 56250 | 56250 | 56250 | 56250 | 56250 | 56250 | 56250 | 56250 | 56250 | 56250 | 56250 | 56250
Switchgear/Transformers - Technical Support |  | Assumes $225/hr | 600 | hrs | 135000 | 135000 | 135000 | 135000 | 135000 | 135000 | 135000 | 135000 | 135000 | 135000 | 135000 | 135000 | 135000 | 135000 | 135000 | 135000 | 135000 | 135000 | 135000 | 135000 | 135000 | 135000 | 135000 | 135000 | 135000 | 135000 | 135000 | 135000 | 135000 | 135000 | 135000 | 135000 | 135000 | 135000 | 135000 | 135000 | 135000 | 135000 | 135000 | 135000 | 135000 | 135000 | 135000 | 135000 | 135000 | 135000 | 135000 | 135000 | 135000 | 135000 | 135000 | 135000
Sub-total (3) | [5 empty] | 502650 | 341250 | 341250 | 341250 | 341250 | 341250 | 341250 | 341250 | 502650 | 502650 | 502650 | 502650 | 502650 | 502650 | 502650 | 502650 | 502650 | 502650 | 502650 | 502650 | 502650 | 502650 | 502650 | 502650 | 502650 | 502650 | 502650 | 502650 | 502650 | 502650 | 502650 | 502650 | 502650 | 502650 | 502650 | 502650 | 502650 | 502650 | 502650 | 502650 | 502650 | 502650 | 502650 | 502650 | 502650 | 502650 | 502650 | 502650 | 502650 | 502650 | 502650
4) Support Fees3 - Labour (1) X 0.75 | [5 empty] | 335512.5 | 335512.5 | 335512.5 | 335512.5 | 335512.5 | 335512.5 | 335512.5 | 335512.5 | 335512.5 | 335512.5 | 335512.5 | 335512.5 | 335512.5 | 335512.5 | 335512.5 | 335512.5 | 335512.5 | 335512.5 | 335512.5 | 335512.5 | 335512.5 | 335512.5 | 335512.5 | 335512.5 | 335512.5 | 335512.5 | 335512.5 | 335512.5 | 335512.5 | 335512.5 | 335512.5 | 335512.5 | 335512.5 | 335512.5 | 335512.5 | 335512.5 | 335512.5 | 335512.5 | 335512.5 | 335512.5 | 335512.5 | 335512.5 | 335512.5 | 335512.5 | 335512.5 | 335512.5 | 335512.5 | 335512.5 | 335512.5 | 335512.5 | 335512.5
5) Support Fees4 - Other (2+3) X 0.50 | [5 empty] | 337825 | 257125 | 257125 | 257125 | 257125 | 257125 | 257125 | 257125 | 337825 | 337825 | 337825 | 337825 | 337825 | 337825 | 337825 | 337825 | 337825 | 337825 | 337825 | 337825 | 337825 | 337825 | 337825 | 337825 | 337825 | 337825 | 337825 | 337825 | 337825 | 337825 | 337825 | 337825 | 337825 | 337825 | 337825 | 337825 | 337825 | 337825 | 337825 | 337825 | 337825 | 337825 | 337825 | 337825 | 337825 | 337825 | 337825 | 337825 | 337825 | 337825 | 337825
6) Annualized Funds
Maintenance Tools & Equipment5 |  |  | 1 | LS | 2000000 | 200000 | 200000 | 200000 | 200000 | 200000 | 200000 | 200000 | 200000 | 200000 | 200000 | 200000 | 200000 | 200000 | 200000 | 200000 | 200000 | 200000 | 200000 | 200000 | 200000 | 200000 | 200000 | 200000 | 200000 | 200000 | 200000 | 200000 | 200000 | 200000 | 200000 | 200000 | 200000 | 200000 | 200000 | 200000 | 200000 | 200000 | 200000 | 200000 | 200000 | 200000 | 200000 | 200000 | 200000 | 200000 | 200000 | 200000 | 200000 | 200000 | 200000 | 200000
Annual Materials Provision (Overland Tx Maintenance)6 |  |  | 0.1% | % | 420000000 | 420000 | 420000 | 420000 | 420000 | 420000 | 420000 | 420000 | 420000 | 420000 | 420000 | 420000 | 420000 | 420000 | 420000 | 420000 | 420000 | 420000 | 420000 | 420000 | 420000 | 420000 | 420000 | 420000 | 420000 | 420000 | 420000 | 420000 | 420000 | 420000 | 420000 | 420000 | 420000 | 420000 | 420000 | 420000 | 420000 | 420000 | 420000 | 420000 | 420000 | 420000 | 420000 | 420000 | 420000 | 420000 | 420000 | 420000 | 420000 | 420000 | 420000 | 420000
Sub-total (6) | [5 empty] | 620000 | 620000 | 620000 | 620000 | 620000 | 620000 | 620000 | 620000 | 620000 | 620000 | 620000 | 620000 | 620000 | 620000 | 620000 | 620000 | 620000 | 620000 | 620000 | 620000 | 620000 | 620000 | 620000 | 620000 | 620000 | 620000 | 620000 | 620000 | 620000 | 620000 | 620000 | 620000 | 620000 | 620000 | 620000 | 620000 | 620000 | 620000 | 620000 | 620000 | 620000 | 620000 | 620000 | 620000 | 620000 | 620000 | 620000 | 620000 | 620000 | 620000 | 620000
7) Lender's Engineer
Annual Audit and Assessment |  |  | 40 | hrs | 9000 | 9000 | 9000 | 9000 | 9000 | 9000 | 9000 | 9000 | 9000 | 9000 | 9000 | 9000 | 9000 | 9000 | 9000 | 9000 | 9000 | 9000 | 9000 | 9000 | 9000 | 9000 | 9000 | 9000 | 9000 | 9000 | 9000 | 9000 | 9000 | 9000 | 9000 | 9000 | 9000 | 9000 | 9000 | 9000 | 9000 | 9000 | 9000 | 9000 | 9000 | 9000 | 9000 | 9000 | 9000 | 9000 | 9000 | 9000 | 9000 | 9000 | 9000 | 9000
Sub-total (7) | [5 empty] | 9000 | 9000 | 9000 | 9000 | 9000 | 9000 | 9000 | 9000 | 9000 | 9000 | 9000 | 9000 | 9000 | 9000 | 9000 | 9000 | 9000 | 9000 | 9000 | 9000 | 9000 | 9000 | 9000 | 9000 | 9000 | 9000 | 9000 | 9000 | 9000 | 9000 | 9000 | 9000 | 9000 | 9000 | 9000 | 9000 | 9000 | 9000 | 9000 | 9000 | 9000 | 9000 | 9000 | 9000 | 9000 | 9000 | 9000 | 9000 | 9000 | 9000 | 9000
8) Insurance
Property and Equipment Policy Premiums 7 |  |  | 0% | % | 0 | 0 | 0 | 0 | 0 | 0 | 0 | 0 | 0 | 0 | 0 | 0 | 0 | 0 | 0 | 0 | 0 | 0 | 0 | 0 | 0 | 0 | 0 | 0 | 0 | 0 | 0 | 0 | 0 | 0 | 0 | 0 | 0 | 0 | 0 | 0 | 0 | 0 | 0 | 0 | 0 | 0 | 0 | 0 | 0 | 0 | 0 | 0 | 0 | 0 | 0 | 0
Sub-total (8) | [5 empty] | 0 | 0 | 0 | 0 | 0 | 0 | 0 | 0 | 0 | 0 | 0 | 0 | 0 | 0 | 0 | 0 | 0 | 0 | 0 | 0 | 0 | 0 | 0 | 0 | 0 | 0 | 0 | 0 | 0 | 0 | 0 | 0 | 0 | 0 | 0 | 0 | 0 | 0 | 0 | 0 | 0 | 0 | 0 | 0 | 0 | 0 | 0 | 0 | 0 | 0 | 0
Sub-Total | [6 empty] | 2183237.5 | 2183237.5 | 2183237.5 | 2183237.5 | 2183237.5 | 2183237.5 | 2183237.5 | 2425337.5 | 2425337.5 | 2425337.5 | 2425337.5 | 2425337.5 | 2425337.5 | 2425337.5 | 2425337.5 | 2425337.5 | 2425337.5 | 2425337.5 | 2425337.5 | 2425337.5 | 2425337.5 | 2425337.5 | 2425337.5 | 2425337.5 | 2425337.5 | 2425337.5 | 2425337.5 | 2425337.5 | 2425337.5 | 2425337.5 | 2425337.5 | 2425337.5 | 2425337.5 | 2425337.5 | 2425337.5 | 2425337.5 | 2425337.5 | 2425337.5 | 2425337.5 | 2425337.5 | 2425337.5 | 2425337.5 | 2425337.5 | 2425337.5 | 2425337.5 | 2425337.5 | 2425337.5 | 2425337.5 | 2425337.5 | 2425337.5
Contingency (10%) | [6 empty] | 218323.75 | 218323.75 | 218323.75 | 218323.75 | 218323.75 | 218323.75 | 218323.75 | 242533.75 | 242533.75 | 242533.75 | 242533.75 | 242533.75 | 242533.75 | 242533.75 | 242533.75 | 242533.75 | 242533.75 | 242533.75 | 242533.75 | 242533.75 | 242533.75 | 242533.75 | 242533.75 | 242533.75 | 242533.75 | 242533.75 | 242533.75 | 242533.75 | 242533.75 | 242533.75 | 242533.75 | 242533.75 | 242533.75 | 242533.75 | 242533.75 | 242533.75 | 242533.75 | 242533.75 | 242533.75 | 242533.75 | 242533.75 | 242533.75 | 242533.75 | 242533.75 | 242533.75 | 242533.75 | 242533.75 | 242533.75 | 242533.75 | 242533.75
Total Annual Operations & Maintenance Cost | [6 empty] | 2401561.25 | 2401561.25 | 2401561.25 | 2401561.25 | 2401561.25 | 2401561.25 | 2401561.25 | 2667871.25 | 2667871.25 | 2667871.25 | 2667871.25 | 2667871.25 | 2667871.25 | 2667871.25 | 2667871.25 | 2667871.25 | 2667871.25 | 2667871.25 | 2667871.25 | 2667871.25 | 2667871.25 | 2667871.25 | 2667871.25 | 2667871.25 | 2667871.25 | 2667871.25 | 2667871.25 | 2667871.25 | 2667871.25 | 2667871.25 | 2667871.25 | 2667871.25 | 2667871.25 | 2667871.25 | 2667871.25 | 2667871.25 | 2667871.25 | 2667871.25 | 2667871.25 | 2667871.25 | 2667871.25 | 2667871.25 | 2667871.25 | 2667871.25 | 2667871.25 | 2667871.25 | 2667871.25 | 2667871.25 | 2667871.25 | 2667871.25
NOTES:
1 The transmission lines are assumed to be maintained over a six month period each year. Helicopter rental includes the polit.
2. Vegetation management annual cost based upon 10 year clearing requirement at a cost of $2000/hectare for 60m ROW. Assume 50% of total ROW has sufficient vegetation to require management. Assumes to start at Year 8.
3 Support cost include all services required for the operation of this type of organization. The support cost is estimated as 100% if the total cost (Burdens, benefits & O/H - 50%, overtime - 25%)
4 Support cost include all services required for the operation of this type of organization. These cost include services, vehicle fuel/maintenance/insurance, accounting, contracts administration overhead etc. The support cost is estimated as 50% if the total cost.
5 A one time provision of maintenance tools in the amount of $2,000,000 is annualized over 10 years.
6A provisional amount is included to be used to fund general maintenance material and repairs to the system including insulator replacement, terminal station maintenance, snowclearing, access, etc. Scope likely to be completed by 3rd party contractors.
7 Hydro does not insure overhead Tx lines. Assume this current practice will continue for LCP.

## Island Link - Routine Operation (hidden)
MF + LIL Annual Cost of O&M - 50 year Outlook
Prepared for Feasibility Screening Level Economics Refresh - March 2010
Island Link (1095 km of Overland Tx + SOBI and GI and SP Converter Stations)
YEAR
Item | Classification/Description | Comments | Quantity | Unit | Cost | Annual Cost | 1 | 2 | 3 | 4 | 5 | 6 | 7 | 8 | 9 | 10 | 11 | 12 | 13 | 14 | 15 | 16 | 17 | 18 | 19 | 20 | 21 | 22 | 23 | 24 | 25 | 26 | 27 | 28 | 29 | 30 | 31 | 32 | 33 | 34 | 35 | 36 | 37 | 38 | 39 | 40 | 41 | 42 | 43 | 44 | 45 | 46 | 47 | 48 | 49 | 50
1) Personnel - CF(L)Co. Facilities & Assets in Labrador
Lineworkers | Trades | Salary - NLH Salary grades and ranges effective April 1, 2007 | 2 | ea | 71680 | 143360 | 143360 | 143360 | 143360 | 143360 | 143360 | 143360 | 143360 | 143360 | 143360 | 143360 | 143360 | 143360 | 143360 | 143360 | 143360 | 143360 | 143360 | 143360 | 143360 | 143360 | 143360 | 143360 | 143360 | 143360 | 143360 | 143360 | 143360 | 143360 | 143360 | 143360 | 143360 | 143360 | 143360 | 143360 | 143360 | 143360 | 143360 | 143360 | 143360 | 143360 | 143360 | 143360 | 143360 | 143360 | 143360 | 143360 | 143360 | 143360 | 143360 | 143360
P & C Technologist | Electrical Tecnologist |  | 1 | ea | 95088 | 95088 | 95088 | 95088 | 95088 | 95088 | 95088 | 95088 | 95088 | 95088 | 95088 | 95088 | 95088 | 95088 | 95088 | 95088 | 95088 | 95088 | 95088 | 95088 | 95088 | 95088 | 95088 | 95088 | 95088 | 95088 | 95088 | 95088 | 95088 | 95088 | 95088 | 95088 | 95088 | 95088 | 95088 | 95088 | 95088 | 95088 | 95088 | 95088 | 95088 | 95088 | 95088 | 95088 | 95088 | 95088 | 95088 | 95088 | 95088 | 95088 | 95088 | 95088
Communications Technologist | Communications Technologist |  | 1 | ea | 95088 | 95088 | 95088 | 95088 | 95088 | 95088 | 95088 | 95088 | 95088 | 95088 | 95088 | 95088 | 95088 | 95088 | 95088 | 95088 | 95088 | 95088 | 95088 | 95088 | 95088 | 95088 | 95088 | 95088 | 95088 | 95088 | 95088 | 95088 | 95088 | 95088 | 95088 | 95088 | 95088 | 95088 | 95088 | 95088 | 95088 | 95088 | 95088 | 95088 | 95088 | 95088 | 95088 | 95088 | 95088 | 95088 | 95088 | 95088 | 95088 | 95088 | 95088 | 95088
Asset Specialist | Electrical/Mechanical Engineer Technologist |  | 1 | ea | 95088 | 95088 | 95088 | 95088 | 95088 | 95088 | 95088 | 95088 | 95088 | 95088 | 95088 | 95088 | 95088 | 95088 | 95088 | 95088 | 95088 | 95088 | 95088 | 95088 | 95088 | 95088 | 95088 | 95088 | 95088 | 95088 | 95088 | 95088 | 95088 | 95088 | 95088 | 95088 | 95088 | 95088 | 95088 | 95088 | 95088 | 95088 | 95088 | 95088 | 95088 | 95088 | 95088 | 95088 | 95088 | 95088 | 95088 | 95088 | 95088 | 95088 | 95088 | 95088
Electricians | Trades |  | 2 | ea | 71680 | 143360 | 143360 | 143360 | 143360 | 143360 | 143360 | 143360 | 143360 | 143360 | 143360 | 143360 | 143360 | 143360 | 143360 | 143360 | 143360 | 143360 | 143360 | 143360 | 143360 | 143360 | 143360 | 143360 | 143360 | 143360 | 143360 | 143360 | 143360 | 143360 | 143360 | 143360 | 143360 | 143360 | 143360 | 143360 | 143360 | 143360 | 143360 | 143360 | 143360 | 143360 | 143360 | 143360 | 143360 | 143360 | 143360 | 143360 | 143360 | 143360 | 143360 | 143360
Sub-total (1) |  |  | 7 | ea |  | 571984 | 571984 | 571984 | 571984 | 571984 | 571984 | 571984 | 571984 | 571984 | 571984 | 571984 | 571984 | 571984 | 571984 | 571984 | 571984 | 571984 | 571984 | 571984 | 571984 | 571984 | 571984 | 571984 | 571984 | 571984 | 571984 | 571984 | 571984 | 571984 | 571984 | 571984 | 571984 | 571984 | 571984 | 571984 | 571984 | 571984 | 571984 | 571984 | 571984 | 571984 | 571984 | 571984 | 571984 | 571984 | 571984 | 571984 | 571984 | 571984 | 571984 | 571984
2) Personnel - TRO Labrador
Lineworkers | Trades |  | 4 | ea | 71680 | 286720 | 286720 | 286720 | 286720 | 286720 | 286720 | 286720 | 286720 | 286720 | 286720 | 286720 | 286720 | 286720 | 286720 | 286720 | 286720 | 286720 | 286720 | 286720 | 286720 | 286720 | 286720 | 286720 | 286720 | 286720 | 286720 | 286720 | 286720 | 286720 | 286720 | 286720 | 286720 | 286720 | 286720 | 286720 | 286720 | 286720 | 286720 | 286720 | 286720 | 286720 | 286720 | 286720 | 286720 | 286720 | 286720 | 286720 | 286720 | 286720 | 286720 | 286720
Sub-total (2) |  |  | 4 | ea |  | 286720 | 286720 | 286720 | 286720 | 286720 | 286720 | 286720 | 286720 | 286720 | 286720 | 286720 | 286720 | 286720 | 286720 | 286720 | 286720 | 286720 | 286720 | 286720 | 286720 | 286720 | 286720 | 286720 | 286720 | 286720 | 286720 | 286720 | 286720 | 286720 | 286720 | 286720 | 286720 | 286720 | 286720 | 286720 | 286720 | 286720 | 286720 | 286720 | 286720 | 286720 | 286720 | 286720 | 286720 | 286720 | 286720 | 286720 | 286720 | 286720 | 286720 | 286720
3) Personnel - TRO Northern/Central
Lineworkers | Trades |  | 8 | ea | 71680 | 573440 | 573440 | 573440 | 573440 | 573440 | 573440 | 573440 | 573440 | 573440 | 573440 | 573440 | 573440 | 573440 | 573440 | 573440 | 573440 | 573440 | 573440 | 573440 | 573440 | 573440 | 573440 | 573440 | 573440 | 573440 | 573440 | 573440 | 573440 | 573440 | 573440 | 573440 | 573440 | 573440 | 573440 | 573440 | 573440 | 573440 | 573440 | 573440 | 573440 | 573440 | 573440 | 573440 | 573440 | 573440 | 573440 | 573440 | 573440 | 573440 | 573440 | 573440
Electricians | Trades |  | 6 | ea | 71680 | 430080 | 430080 | 430080 | 430080 | 430080 | 430080 | 430080 | 430080 | 430080 | 430080 | 430080 | 430080 | 430080 | 430080 | 430080 | 430080 | 430080 | 430080 | 430080 | 430080 | 430080 | 430080 | 430080 | 430080 | 430080 | 430080 | 430080 | 430080 | 430080 | 430080 | 430080 | 430080 | 430080 | 430080 | 430080 | 430080 | 430080 | 430080 | 430080 | 430080 | 430080 | 430080 | 430080 | 430080 | 430080 | 430080 | 430080 | 430080 | 430080 | 430080 | 430080
Asset Specialist | Electrical/Mechanical Engineer Technologist |  | 4 | ea | 95088 | 380352 | 380352 | 380352 | 380352 | 380352 | 380352 | 380352 | 380352 | 380352 | 380352 | 380352 | 380352 | 380352 | 380352 | 380352 | 380352 | 380352 | 380352 | 380352 | 380352 | 380352 | 380352 | 380352 | 380352 | 380352 | 380352 | 380352 | 380352 | 380352 | 380352 | 380352 | 380352 | 380352 | 380352 | 380352 | 380352 | 380352 | 380352 | 380352 | 380352 | 380352 | 380352 | 380352 | 380352 | 380352 | 380352 | 380352 | 380352 | 380352 | 380352 | 380352
Communications Technologist | Communications Technologist |  | 1 | ea | 95088 | 95088 | 95088 | 95088 | 95088 | 95088 | 95088 | 95088 | 95088 | 95088 | 95088 | 95088 | 95088 | 95088 | 95088 | 95088 | 95088 | 95088 | 95088 | 95088 | 95088 | 95088 | 95088 | 95088 | 95088 | 95088 | 95088 | 95088 | 95088 | 95088 | 95088 | 95088 | 95088 | 95088 | 95088 | 95088 | 95088 | 95088 | 95088 | 95088 | 95088 | 95088 | 95088 | 95088 | 95088 | 95088 | 95088 | 95088 | 95088 | 95088 | 95088 | 95088
Sub-total (3) |  |  | 19 |  |  | 1478960 | 1478960 | 1478960 | 1478960 | 1478960 | 1478960 | 1478960 | 1478960 | 1478960 | 1478960 | 1478960 | 1478960 | 1478960 | 1478960 | 1478960 | 1478960 | 1478960 | 1478960 | 1478960 | 1478960 | 1478960 | 1478960 | 1478960 | 1478960 | 1478960 | 1478960 | 1478960 | 1478960 | 1478960 | 1478960 | 1478960 | 1478960 | 1478960 | 1478960 | 1478960 | 1478960 | 1478960 | 1478960 | 1478960 | 1478960 | 1478960 | 1478960 | 1478960 | 1478960 | 1478960 | 1478960 | 1478960 | 1478960 | 1478960 | 1478960 | 1478960
4) Vehicles
Crew Cab Pickup (4x4) |  | Assume new every 3 years | 4 | ea | 42000 | 56000 | 56000 | 56000 | 56000 | 56000 | 56000 | 56000 | 56000 | 56000 | 56000 | 56000 | 56000 | 56000 | 56000 | 56000 | 56000 | 56000 | 56000 | 56000 | 56000 | 56000 | 56000 | 56000 | 56000 | 56000 | 56000 | 56000 | 56000 | 56000 | 56000 | 56000 | 56000 | 56000 | 56000 | 56000 | 56000 | 56000 | 56000 | 56000 | 56000 | 56000 | 56000 | 56000 | 56000 | 56000 | 56000 | 56000 | 56000 | 56000 | 56000 | 56000
Extended Cab Pickup (4x4) |  | Assume new every 3 years | 4 | ea | 39000 | 52000 | 52000 | 52000 | 52000 | 52000 | 52000 | 52000 | 52000 | 52000 | 52000 | 52000 | 52000 | 52000 | 52000 | 52000 | 52000 | 52000 | 52000 | 52000 | 52000 | 52000 | 52000 | 52000 | 52000 | 52000 | 52000 | 52000 | 52000 | 52000 | 52000 | 52000 | 52000 | 52000 | 52000 | 52000 | 52000 | 52000 | 52000 | 52000 | 52000 | 52000 | 52000 | 52000 | 52000 | 52000 | 52000 | 52000 | 52000 | 52000 | 52000 | 52000
Utility Van or Truck (4x2) |  | Assume new every 3 years | 4 | ea | 39000 | 52000 | 52000 | 52000 | 52000 | 52000 | 52000 | 52000 | 52000 | 52000 | 52000 | 52000 | 52000 | 52000 | 52000 | 52000 | 52000 | 52000 | 52000 | 52000 | 52000 | 52000 | 52000 | 52000 | 52000 | 52000 | 52000 | 52000 | 52000 | 52000 | 52000 | 52000 | 52000 | 52000 | 52000 | 52000 | 52000 | 52000 | 52000 | 52000 | 52000 | 52000 | 52000 | 52000 | 52000 | 52000 | 52000 | 52000 | 52000 | 52000 | 52000 | 52000
Stake Body & Boom Trucks |  | Assume new every 3 years | 4 | ea | 100000 | 66666.6667 | 66666.6667 | 66666.6667 | 66666.6667 | 66666.6667 | 66666.6667 | 66666.6667 | 66666.6667 | 66666.6667 | 66666.6667 | 66666.6667 | 66666.6667 | 66666.6667 | 66666.6667 | 66666.6667 | 66666.6667 | 66666.6667 | 66666.6667 | 66666.6667 | 66666.6667 | 66666.6667 | 66666.6667 | 66666.6667 | 66666.6667 | 66666.6667 | 66666.6667 | 66666.6667 | 66666.6667 | 66666.6667 | 66666.6667 | 66666.6667 | 66666.6667 | 66666.6667 | 66666.6667 | 66666.6667 | 66666.6667 | 66666.6667 | 66666.6667 | 66666.6667 | 66666.6667 | 66666.6667 | 66666.6667 | 66666.6667 | 66666.6667 | 66666.6667 | 66666.6667 | 66666.6667 | 66666.6667 | 66666.6667 | 66666.6667 | 66666.6667
Bucket / Pole Trucks |  | Assume new every 3 years | 6 | ea | 250000 | 250000 | 250000 | 250000 | 250000 | 250000 | 250000 | 250000 | 250000 | 250000 | 250000 | 250000 | 250000 | 250000 | 250000 | 250000 | 250000 | 250000 | 250000 | 250000 | 250000 | 250000 | 250000 | 250000 | 250000 | 250000 | 250000 | 250000 | 250000 | 250000 | 250000 | 250000 | 250000 | 250000 | 250000 | 250000 | 250000 | 250000 | 250000 | 250000 | 250000 | 250000 | 250000 | 250000 | 250000 | 250000 | 250000 | 250000 | 250000 | 250000 | 250000 | 250000
All Terrian Vehicle with Tracks |  | Assume new every 5 years | 6 | ea | 250000 | 214285.7143 | 214285.7143 | 214285.7143 | 214285.7143 | 214285.7143 | 214285.7143 | 214285.7143 | 214285.7143 | 214285.7143 | 214285.7143 | 214285.7143 | 214285.7143 | 214285.7143 | 214285.7143 | 214285.7143 | 214285.7143 | 214285.7143 | 214285.7143 | 214285.7143 | 214285.7143 | 214285.7143 | 214285.7143 | 214285.7143 | 214285.7143 | 214285.7143 | 214285.7143 | 214285.7143 | 214285.7143 | 214285.7143 | 214285.7143 | 214285.7143 | 214285.7143 | 214285.7143 | 214285.7143 | 214285.7143 | 214285.7143 | 214285.7143 | 214285.7143 | 214285.7143 | 214285.7143 | 214285.7143 | 214285.7143 | 214285.7143 | 214285.7143 | 214285.7143 | 214285.7143 | 214285.7143 | 214285.7143 | 214285.7143 | 214285.7143 | 214285.7143
Snow Machine |  | Assume new every 5 years | 8 | ea | 15000 | 24000 | 24000 | 24000 | 24000 | 24000 | 24000 | 24000 | 24000 | 24000 | 24000 | 24000 | 24000 | 24000 | 24000 | 24000 | 24000 | 24000 | 24000 | 24000 | 24000 | 24000 | 24000 | 24000 | 24000 | 24000 | 24000 | 24000 | 24000 | 24000 | 24000 | 24000 | 24000 | 24000 | 24000 | 24000 | 24000 | 24000 | 24000 | 24000 | 24000 | 24000 | 24000 | 24000 | 24000 | 24000 | 24000 | 24000 | 24000 | 24000 | 24000 | 24000
Sub-total (4) | [5 empty] | 714952.381 | 714952.381 | 714952.381 | 714952.381 | 714952.381 | 714952.381 | 714952.381 | 714952.381 | 714952.381 | 714952.381 | 714952.381 | 714952.381 | 714952.381 | 714952.381 | 714952.381 | 714952.381 | 714952.381 | 714952.381 | 714952.381 | 714952.381 | 714952.381 | 714952.381 | 714952.381 | 714952.381 | 714952.381 | 714952.381 | 714952.381 | 714952.381 | 714952.381 | 714952.381 | 714952.381 | 714952.381 | 714952.381 | 714952.381 | 714952.381 | 714952.381 | 714952.381 | 714952.381 | 714952.381 | 714952.381 | 714952.381 | 714952.381 | 714952.381 | 714952.381 | 714952.381 | 714952.381 | 714952.381 | 714952.381 | 714952.381 | 714952.381 | 714952.381
5) Contractor Services
Helicopter Rental 1 |  | Assume 1 hrs /4km (approx 1300 km) including emergency calls | 325 | hrs | 1500 | 487500 | 487500 | 487500 | 487500 | 487500 | 487500 | 487500 | 487500 | 487500 | 487500 | 487500 | 487500 | 487500 | 487500 | 487500 | 487500 | 487500 | 487500 | 487500 | 487500 | 487500 | 487500 | 487500 | 487500 | 487500 | 487500 | 487500 | 487500 | 487500 | 487500 | 487500 | 487500 | 487500 | 487500 | 487500 | 487500 | 487500 | 487500 | 487500 | 487500 | 487500 | 487500 | 487500 | 487500 | 487500 | 487500 | 487500 | 487500 | 487500 | 487500 | 487500
Vegetation Management 2 |  |  | 3285 | ha | 2000 | 657000 | [7 empty] | 657000 | 657000 | 657000 | 657000 | 657000 | 657000 | 657000 | 657000 | 657000 | 657000 | 657000 | 657000 | 657000 | 657000 | 657000 | 657000 | 657000 | 657000 | 657000 | 657000 | 657000 | 657000 | 657000 | 657000 | 657000 | 657000 | 657000 | 657000 | 657000 | 657000 | 657000 | 657000 | 657000 | 657000 | 657000 | 657000 | 657000 | 657000 | 657000 | 657000 | 657000 | 657000 | 657000
Converter Station - Technical Support |  | Assumes $225/hr | 2000 | hrs | 450000 | 450000 | 450000 | 450000 | 450000 | 450000 | 450000 | 450000 | 450000 | 450000 | 450000 | 450000 | 450000 | 450000 | 450000 | 450000 | 450000 | 450000 | 450000 | 450000 | 450000 | 450000 | 450000 | 450000 | 450000 | 450000 | 450000 | 450000 | 450000 | 450000 | 450000 | 450000 | 450000 | 450000 | 450000 | 450000 | 450000 | 450000 | 450000 | 450000 | 450000 | 450000 | 450000 | 450000 | 450000 | 450000 | 450000 | 450000 | 450000 | 450000 | 450000 | 450000
Control System - Technical Support |  | Assumes $225/hr | 2000 | hrs | 450000 | 450000 | 450000 | 450000 | 450000 | 450000 | 450000 | 450000 | 450000 | 450000 | 450000 | 450000 | 450000 | 450000 | 450000 | 450000 | 450000 | 450000 | 450000 | 450000 | 450000 | 450000 | 450000 | 450000 | 450000 | 450000 | 450000 | 450000 | 450000 | 450000 | 450000 | 450000 | 450000 | 450000 | 450000 | 450000 | 450000 | 450000 | 450000 | 450000 | 450000 | 450000 | 450000 | 450000 | 450000 | 450000 | 450000 | 450000 | 450000 | 450000 | 450000 | 450000
Switchgear/Transformers - Technical Support |  | Assumes $225/hr | 500 | hrs | 112500 | 112500 | 112500 | 112500 | 112500 | 112500 | 112500 | 112500 | 112500 | 112500 | 112500 | 112500 | 112500 | 112500 | 112500 | 112500 | 112500 | 112500 | 112500 | 112500 | 112500 | 112500 | 112500 | 112500 | 112500 | 112500 | 112500 | 112500 | 112500 | 112500 | 112500 | 112500 | 112500 | 112500 | 112500 | 112500 | 112500 | 112500 | 112500 | 112500 | 112500 | 112500 | 112500 | 112500 | 112500 | 112500 | 112500 | 112500 | 112500 | 112500 | 112500 | 112500
Submarine Cables - Technical Support |  | Assumes $250/hr | 500 | hrs | 125000 | 125000 | 125000 | 125000 | 125000 | 125000 | 125000 | 125000 | 125000 | 125000 | 125000 | 125000 | 125000 | 125000 | 125000 | 125000 | 125000 | 125000 | 125000 | 125000 | 125000 | 125000 | 125000 | 125000 | 125000 | 125000 | 125000 | 125000 | 125000 | 125000 | 125000 | 125000 | 125000 | 125000 | 125000 | 125000 | 125000 | 125000 | 125000 | 125000 | 125000 | 125000 | 125000 | 125000 | 125000 | 125000 | 125000 | 125000 | 125000 | 125000 | 125000 | 125000
Sub-total (5) | [5 empty] | 2282000 | 1625000 | 1625000 | 1625000 | 1625000 | 1625000 | 1625000 | 1625000 | 2282000 | 2282000 | 2282000 | 2282000 | 2282000 | 2282000 | 2282000 | 2282000 | 2282000 | 2282000 | 2282000 | 2282000 | 2282000 | 2282000 | 2282000 | 2282000 | 2282000 | 2282000 | 2282000 | 2282000 | 2282000 | 2282000 | 2282000 | 2282000 | 2282000 | 2282000 | 2282000 | 2282000 | 2282000 | 2282000 | 2282000 | 2282000 | 2282000 | 2282000 | 2282000 | 2282000 | 2282000 | 2282000 | 2282000 | 2282000 | 2282000 | 2282000 | 2282000
6) Submarine Cable, Sea Electrodes & Terminals
Cable and Sea Electrode Survey | See Cable Survey Sheet | Assume $110k/day for 40 days |  | day | 120000 | 0 | YEAR 1: 0; YEAR 3: 0; YEAR 8: 0; YEAR 13: 0; YEAR 18: 0; YEAR 23: 0; YEAR 28: 0; YEAR 33: 0; YEAR 38: 0; YEAR 43: 0; YEAR 48: 0
Terminals (Ave)4 |  |  | 400 | hrs | 150 | 60000 | 60000 | 60000 | 60000 | 60000 | 60000 | 60000 | 60000 | 60000 | 60000 | 60000 | 60000 | 60000 | 60000 | 60000 | 60000 | 60000 | 60000 | 60000 | 60000 | 60000 | 60000 | 60000 | 60000 | 60000 | 60000 | 60000 | 60000 | 60000 | 60000 | 60000 | 60000 | 60000 | 60000 | 60000 | 60000 | 60000 | 60000 | 60000 | 60000 | 60000 | 60000 | 60000 | 60000 | 60000 | 60000 | 60000 | 60000 | 60000 | 60000 | 60000
Material Allowance5 |  |  | 1 | LS | 250000 | 250000 | 250000 | 250000 | 250000 | 250000 | 250000 | 250000 | 250000 | 250000 | 250000 | 250000 | 250000 | 250000 | 250000 | 250000 | 250000 | 250000 | 250000 | 250000 | 250000 | 250000 | 250000 | 250000 | 250000 | 250000 | 250000 | 250000 | 250000 | 250000 | 250000 | 250000 | 250000 | 250000 | 250000 | 250000 | 250000 | 250000 | 250000 | 250000 | 250000 | 250000 | 250000 | 250000 | 250000 | 250000 | 250000 | 250000 | 250000 | 250000 | 250000 | 250000
Storage Allowance6 |  |  | 1 | LS | 75000 | 75000 | 75000 | 75000 | 75000 | 75000 | 75000 | 75000 | 75000 | 75000 | 75000 | 75000 | 75000 | 75000 | 75000 | 75000 | 75000 | 75000 | 75000 | 75000 | 75000 | 75000 | 75000 | 75000 | 75000 | 75000 | 75000 | 75000 | 75000 | 75000 | 75000 | 75000 | 75000 | 75000 | 75000 | 75000 | 75000 | 75000 | 75000 | 75000 | 75000 | 75000 | 75000 | 75000 | 75000 | 75000 | 75000 | 75000 | 75000 | 75000 | 75000 | 75000
Sub-total (6) | [5 empty] | 385000 | 385000 | 385000 | 385000 | 385000 | 385000 | 385000 | 385000 | 385000 | 385000 | 385000 | 385000 | 385000 | 385000 | 385000 | 385000 | 385000 | 385000 | 385000 | 385000 | 385000 | 385000 | 385000 | 385000 | 385000 | 385000 | 385000 | 385000 | 385000 | 385000 | 385000 | 385000 | 385000 | 385000 | 385000 | 385000 | 385000 | 385000 | 385000 | 385000 | 385000 | 385000 | 385000 | 385000 | 385000 | 385000 | 385000 | 385000 | 385000 | 385000 | 385000
7) Support Fees7 - Labour (1+2+3) X 0.75 | [5 empty] | 1753248 | 1753248 | 1753248 | 1753248 | 1753248 | 1753248 | 1753248 | 1753248 | 1753248 | 1753248 | 1753248 | 1753248 | 1753248 | 1753248 | 1753248 | 1753248 | 1753248 | 1753248 | 1753248 | 1753248 | 1753248 | 1753248 | 1753248 | 1753248 | 1753248 | 1753248 | 1753248 | 1753248 | 1753248 | 1753248 | 1753248 | 1753248 | 1753248 | 1753248 | 1753248 | 1753248 | 1753248 | 1753248 | 1753248 | 1753248 | 1753248 | 1753248 | 1753248 | 1753248 | 1753248 | 1753248 | 1753248 | 1753248 | 1753248 | 1753248 | 1753248
8) Support Fees8 - Other (4+5+6) X 0.50 | [5 empty] | 1690976.1905 | 1362476.1905 | 1362476.1905 | 1362476.1905 | 1362476.1905 | 1362476.1905 | 1362476.1905 | 1362476.1905 | 1690976.1905 | 1690976.1905 | 1690976.1905 | 1690976.1905 | 1690976.1905 | 1690976.1905 | 1690976.1905 | 1690976.1905 | 1690976.1905 | 1690976.1905 | 1690976.1905 | 1690976.1905 | 1690976.1905 | 1690976.1905 | 1690976.1905 | 1690976.1905 | 1690976.1905 | 1690976.1905 | 1690976.1905 | 1690976.1905 | 1690976.1905 | 1690976.1905 | 1690976.1905 | 1690976.1905 | 1690976.1905 | 1690976.1905 | 1690976.1905 | 1690976.1905 | 1690976.1905 | 1690976.1905 | 1690976.1905 | 1690976.1905 | 1690976.1905 | 1690976.1905 | 1690976.1905 | 1690976.1905 | 1690976.1905 | 1690976.1905 | 1690976.1905 | 1690976.1905 | 1690976.1905 | 1690976.1905 | 1690976.1905
9) Annualized Funds
Maintenance Tools & Equipment9 |  |  | 1 | LS | 1000000 | 100000 | 100000 | 100000 | 100000 | 100000 | 100000 | 100000 | 100000 | 100000 | 100000 | 100000 | 100000 | 100000 | 100000 | 100000 | 100000 | 100000 | 100000 | 100000 | 100000 | 100000 | 100000 | 100000 | 100000 | 100000 | 100000 | 100000 | 100000 | 100000 | 100000 | 100000 | 100000 | 100000 | 100000 | 100000 | 100000 | 100000 | 100000 | 100000 | 100000 | 100000 | 100000 | 100000 | 100000 | 100000 | 100000 | 100000 | 100000 | 100000 | 100000 | 100000
Annual Materials Provision (Overland Tx Maintenance)10 |  |  | 0.1% | % | 900000000 | 900000 | 900000 | 900000 | 900000 | 900000 | 900000 | 900000 | 900000 | 900000 | 900000 | 900000 | 900000 | 900000 | 900000 | 900000 | 900000 | 900000 | 900000 | 900000 | 900000 | 900000 | 900000 | 900000 | 900000 | 900000 | 900000 | 900000 | 900000 | 900000 | 900000 | 900000 | 900000 | 900000 | 900000 | 900000 | 900000 | 900000 | 900000 | 900000 | 900000 | 900000 | 900000 | 900000 | 900000 | 900000 | 900000 | 900000 | 900000 | 900000 | 900000 | 900000
Annual Provision (Converter Stations)11 |  |  | 0.25% | % | 480000000 | 1200000 | 1200000 | 1200000 | 1200000 | 1200000 | 1200000 | 1200000 | 1200000 | 1200000 | 1200000 | 1200000 | 1200000 | 1200000 | 1200000 | 1200000 | 1200000 | 1200000 | 1200000 | 1200000 | 1200000 | 1200000 | 1200000 | 1200000 | 1200000 | 1200000 | 1200000 | 1200000 | 1200000 | 1200000 | 1200000 | 1200000 | 1200000 | 1200000 | 1200000 | 1200000 | 1200000 | 1200000 | 1200000 | 1200000 | 1200000 | 1200000 | 1200000 | 1200000 | 1200000 | 1200000 | 1200000 | 1200000 | 1200000 | 1200000 | 1200000 | 1200000
Annual Provision (Communications)12 |  |  | 0.25% | % | 75000000 | 187500 | 187500 | 187500 | 187500 | 187500 | 187500 | 187500 | 187500 | 187500 | 187500 | 187500 | 187500 | 187500 | 187500 | 187500 | 187500 | 187500 | 187500 | 187500 | 187500 | 187500 | 187500 | 187500 | 187500 | 187500 | 187500 | 187500 | 187500 | 187500 | 187500 | 187500 | 187500 | 187500 | 187500 | 187500 | 187500 | 187500 | 187500 | 187500 | 187500 | 187500 | 187500 | 187500 | 187500 | 187500 | 187500 | 187500 | 187500 | 187500 | 187500 | 187500
Extraordinary Repairs (Submarine Cable and Sea Electrodes)13 | Assuned deductible of $250k per event |  | 1 | LS | 250000 |  | YEAR 3: 250000; YEAR 25: 250000; YEAR 50: 250000
Sub-total (9) | [5 empty] | 2387500 | 2387500 | 2387500 | 2637500 | 2387500 | 2387500 | 2387500 | 2387500 | 2387500 | 2387500 | 2387500 | 2387500 | 2387500 | 2387500 | 2387500 | 2387500 | 2387500 | 2387500 | 2387500 | 2387500 | 2387500 | 2387500 | 2387500 | 2387500 | 2387500 | 2637500 | 2387500 | 2387500 | 2387500 | 2387500 | 2387500 | 2387500 | 2387500 | 2387500 | 2387500 | 2387500 | 2387500 | 2387500 | 2387500 | 2387500 | 2387500 | 2387500 | 2387500 | 2387500 | 2387500 | 2387500 | 2387500 | 2387500 | 2387500 | 2387500 | 2637500
10) Lender's Engineer
Annual Audit and Assessment |  |  | 320 | hrs | 72000 | 72000 | 72000 | 72000 | 72000 | 72000 | 72000 | 72000 | 72000 | 72000 | 72000 | 72000 | 72000 | 72000 | 72000 | 72000 | 72000 | 72000 | 72000 | 72000 | 72000 | 72000 | 72000 | 72000 | 72000 | 72000 | 72000 | 72000 | 72000 | 72000 | 72000 | 72000 | 72000 | 72000 | 72000 | 72000 | 72000 | 72000 | 72000 | 72000 | 72000 | 72000 | 72000 | 72000 | 72000 | 72000 | 72000 | 72000 | 72000 | 72000 | 72000 | 72000
Sub-total (10) | [5 empty] | 72000 | 72000 | 72000 | 72000 | 72000 | 72000 | 72000 | 72000 | 72000 | 72000 | 72000 | 72000 | 72000 | 72000 | 72000 | 72000 | 72000 | 72000 | 72000 | 72000 | 72000 | 72000 | 72000 | 72000 | 72000 | 72000 | 72000 | 72000 | 72000 | 72000 | 72000 | 72000 | 72000 | 72000 | 72000 | 72000 | 72000 | 72000 | 72000 | 72000 | 72000 | 72000 | 72000 | 72000 | 72000 | 72000 | 72000 | 72000 | 72000 | 72000 | 72000
11) Insurance
Property and Equipment Policy Premiums - Subsea Cable Only 14 |  |  | 0.9% | % | 368000000 | 3312000 | 3312000 | 3312000 | 3312000 | 3312000 | 3312000 | 3312000 | 3312000 | 3312000 | 3312000 | 3312000 | 3312000 | 3312000 | 3312000 | 3312000 | 3312000 | 3312000 | 3312000 | 3312000 | 3312000 | 3312000 | 3312000 | 3312000 | 3312000 | 3312000 | 3312000 | 3312000 | 3312000 | 3312000 | 3312000 | 3312000 | 3312000 | 3312000 | 3312000 | 3312000 | 3312000 | 3312000 | 3312000 | 3312000 | 3312000 | 3312000 | 3312000 | 3312000 | 3312000 | 3312000 | 3312000 | 3312000 | 3312000 | 3312000 | 3312000 | 3312000
Sub-total (11) | [5 empty] | 3312000 | 3312000 | 3312000 | 3312000 | 3312000 | 3312000 | 3312000 | 3312000 | 3312000 | 3312000 | 3312000 | 3312000 | 3312000 | 3312000 | 3312000 | 3312000 | 3312000 | 3312000 | 3312000 | 3312000 | 3312000 | 3312000 | 3312000 | 3312000 | 3312000 | 3312000 | 3312000 | 3312000 | 3312000 | 3312000 | 3312000 | 3312000 | 3312000 | 3312000 | 3312000 | 3312000 | 3312000 | 3312000 | 3312000 | 3312000 | 3312000 | 3312000 | 3312000 | 3312000 | 3312000 | 3312000 | 3312000 | 3312000 | 3312000 | 3312000 | 3312000
Sub-Total | [6 empty] | 13949840.5714 | 13949840.5714 | 14199840.5714 | 13949840.5714 | 13949840.5714 | 13949840.5714 | 13949840.5714 | 14935340.5714 | 14935340.5714 | 14935340.5714 | 14935340.5714 | 14935340.5714 | 14935340.5714 | 14935340.5714 | 14935340.5714 | 14935340.5714 | 14935340.5714 | 14935340.5714 | 14935340.5714 | 14935340.5714 | 14935340.5714 | 14935340.5714 | 14935340.5714 | 14935340.5714 | 15185340.5714 | 14935340.5714 | 14935340.5714 | 14935340.5714 | 14935340.5714 | 14935340.5714 | 14935340.5714 | 14935340.5714 | 14935340.5714 | 14935340.5714 | 14935340.5714 | 14935340.5714 | 14935340.5714 | 14935340.5714 | 14935340.5714 | 14935340.5714 | 14935340.5714 | 14935340.5714 | 14935340.5714 | 14935340.5714 | 14935340.5714 | 14935340.5714 | 14935340.5714 | 14935340.5714 | 14935340.5714 | 15185340.5714
Contingency (10%) | [6 empty] | 1394984.0571 | 1394984.0571 | 1419984.0571 | 1394984.0571 | 1394984.0571 | 1394984.0571 | 1394984.0571 | 1493534.0571 | 1493534.0571 | 1493534.0571 | 1493534.0571 | 1493534.0571 | 1493534.0571 | 1493534.0571 | 1493534.0571 | 1493534.0571 | 1493534.0571 | 1493534.0571 | 1493534.0571 | 1493534.0571 | 1493534.0571 | 1493534.0571 | 1493534.0571 | 1493534.0571 | 1518534.0571 | 1493534.0571 | 1493534.0571 | 1493534.0571 | 1493534.0571 | 1493534.0571 | 1493534.0571 | 1493534.0571 | 1493534.0571 | 1493534.0571 | 1493534.0571 | 1493534.0571 | 1493534.0571 | 1493534.0571 | 1493534.0571 | 1493534.0571 | 1493534.0571 | 1493534.0571 | 1493534.0571 | 1493534.0571 | 1493534.0571 | 1493534.0571 | 1493534.0571 | 1493534.0571 | 1493534.0571 | 1518534.0571
Total | [6 empty] | 15344824.6286 | 15344824.6286 | 15619824.6286 | 15344824.6286 | 15344824.6286 | 15344824.6286 | 15344824.6286 | 16428874.6286 | 16428874.6286 | 16428874.6286 | 16428874.6286 | 16428874.6286 | 16428874.6286 | 16428874.6286 | 16428874.6286 | 16428874.6286 | 16428874.6286 | 16428874.6286 | 16428874.6286 | 16428874.6286 | 16428874.6286 | 16428874.6286 | 16428874.6286 | 16428874.6286 | 16703874.6286 | 16428874.6286 | 16428874.6286 | 16428874.6286 | 16428874.6286 | 16428874.6286 | 16428874.6286 | 16428874.6286 | 16428874.6286 | 16428874.6286 | 16428874.6286 | 16428874.6286 | 16428874.6286 | 16428874.6286 | 16428874.6286 | 16428874.6286 | 16428874.6286 | 16428874.6286 | 16428874.6286 | 16428874.6286 | 16428874.6286 | 16428874.6286 | 16428874.6286 | 16428874.6286 | 16428874.6286 | 16703874.6286
NOTES:
1 The transmission lines are assumed to be maintained over a six month period each year. Helicopter rental includes the polit.
2. Vegetation management annual cost based upon 10 year clearing requirement at a cost of $2000/hectare for 60m ROW. Assume 50% of total ROW has sufficient vegetation to require management. Assumes to start at Year 8.
3 Blank
4 Cable terminals assumed to be maintained once every year over a period of two weeks.
5 The allowance for material is $250,000 per year. This includes remedial protection requirements - concrete mattresses, etc.
6 Storage and preservation cost for spare cable segment (on turntable) is estimated at $75,000 per year.
7 Support cost include all services required for the operation of this type of organization. The support cost is estimated as 75% if the total cost (Burdens, benefits & O/H - 50%, overtime - 25%)
8 Support cost include all services required for the operation of this type of organization. These cost include services, vehicle fuel/maintenance/insurance, accounting, contracts administration overhead etc. The support cost is estimated as 50% if the total cost.
9 A one time provision of maintenance tools in the amount of $1,000,000 is annualized over 10 years.
10A provisional amount is included to be used to fund general maintenance material and repairs to the system including insulator replacement, terminal station maintenance, snowclearing, access, etc. Scope likely to be completed by 3rd party contractors.
11A provisional amount is included to be used as a sinking fund for the future provision of maintenance including contract labour and materials. Items includes HVAC maintenance, cooling water loops, filters, access roads and snowclearing, general utilities / housekeeping.
12A provisional amount is included to be used as a sinking fund for the future provision of major maintenance and/or purchase of major replacement.
13 Submarine cable repair allowance is based on an estimated failure rate of 0.1 failures per 100 km per year. (This number is based on historical submarine cable failure for an embedded submarine cable project). The estimated cost per failure for an embedded submarine cable was $6 million in 1998 (Teshmont report) approximated at $50 million in 2008. This value assumes mobilization of a rock removal and replacement vessel along with a separate repair vessel which would be covered under the Property and Equipment Policy with the assumption of a $250k deductible per event.
14 Hydro does not insure overhead Tx lines. Assume this current practice will continue for LCP. AON quotes of June 30-08 for Submarine Cable state from 0.75 to 0.95% of total insurable value for annual premiums for subsea system. Assume 0.85% of total insurable value of 85% of total capital cost ($460M).
Note on D58: Estimate only - Double that of traditional plant and equipment coverage currently carried by Hydro.

## Island Link - Cable Surveys (hidden)
MF + LIL Annual Cost of O&M - 50 year Outlook
Prepared for Feasibility Screening Level Economics Refresh - March 2010
Island Link Subsea Cable Surveys Cost
YEAR
Item | Classification/Description | Comments | Quantity | Unit | Cost | Annual Cost | 1 | 2 | 3 | 4 | 5 | 6 | 7 | 8 | 9 | 10 | 11 | 12 | 13 | 14 | 15 | 16 | 17 | 18 | 19 | 20 | 21 | 22 | 23 | 24 | 25 | 26 | 27 | 28 | 29 | 30 | 31 | 32 | 33 | 34 | 35 | 36 | 37 | 38 | 39 | 40 | 41 | 42 | 43 | 44 | 45 | 46 | 47 | 48 | 49 | 50
Cable and Sea Electrode Survey |  | Assume $110k/day for 40 days | 46 | day | 120000 | 1656000 | YEAR 1: 5520000; YEAR 3: 5520000; YEAR 8: 5520000; YEAR 13: 5520000; YEAR 18: 5520000; YEAR 23: 5520000; YEAR 28: 5520000; YEAR 33: 5520000; YEAR 38: 5520000; YEAR 43: 5520000; YEAR 48: 5520000
Contingency (10%) | [6 empty] | 552000 | 0 | 552000 | 0 | 0 | 0 | 0 | 552000 | 0 | 0 | 0 | 0 | 552000 | 0 | 0 | 0 | 0 | 552000 | 0 | 0 | 0 | 0 | 552000 | 0 | 0 | 0 | 0 | 552000 | 0 | 0 | 0 | 0 | 552000 | 0 | 0 | 0 | 0 | 552000 | 0 | 0 | 0 | 0 | 552000 | 0 | 0 | 0 | 0 | 552000 | 0 | 0
Total | [6 empty] | 6072000 | 0 | 6072000 | 0 | 0 | 0 | 0 | 6072000 | 0 | 0 | 0 | 0 | 6072000 | 0 | 0 | 0 | 0 | 6072000 | 0 | 0 | 0 | 0 | 6072000 | 0 | 0 | 0 | 0 | 6072000 | 0 | 0 | 0 | 0 | 6072000 | 0 | 0 | 0 | 0 | 6072000 | 0 | 0 | 0 | 0 | 6072000 | 0 | 0 | 0 | 0 | 6072000 | 0 | 0
NOTES:
1 A cable survey assumed done in year 1 & 3, then every five years, taking approximately 40 days to complete (5 days per cable survey (25 days) + 5 days for mob/demob + 6 days for transit + 4 days for weather downtime). Electrode survey is assumed to take 2 days at each site + 1 day transit at each site. Done as part of cable survey campaign.

## ML Opex (hidden)
Cases 1 & 2 Annual O&M Estimate
Prepared for Feasibility Screening Level Economics Refresh - March 2010
Maritime Link (238 km of Overland Tx (TB to CR) + Cabot Strait + Lingan Converter Station)
YEAR
Item | Classification/Description | Comments | Quantity | Unit | Cost | Annual Cost | 1 | 2 | 3 | 4 | 5 | 6 | 7 | 8 | 9 | 10 | 11 | 12 | 13 | 14 | 15 | 16 | 17 | 18 | 19 | 20 | 21 | 22 | 23 | 24 | 25 | 26 | 27 | 28 | 29 | 30 | 31 | 32 | 33 | 34 | 35 | 36 | 37 | 38 | 39 | 40 | 41 | 42 | 43 | 44 | 45 | 46 | 47 | 48 | 49 | 50
1) Personnel - CF(L)Co. Facilities & Assets in Labrador
Lineworkers | Trades | Salary - NLH Salary grades and ranges effective April 1, 2007 |  | ea | 71680 | 0 | 0 | 0 | 0 | 0 | 0 | 0 | 0 | 0 | 0 | 0 | 0 | 0 | 0 | 0 | 0 | 0 | 0 | 0 | 0 | 0 | 0 | 0 | 0 | 0 | 0 | 0 | 0 | 0 | 0 | 0 | 0 | 0 | 0 | 0 | 0 | 0 | 0 | 0 | 0 | 0 | 0 | 0 | 0 | 0 | 0 | 0 | 0 | 0 | 0 | 0
P & C Technologist | Electrical Tecnologist |  | 1 | ea | 95088 | 95088 | 95088 | 95088 | 95088 | 95088 | 95088 | 95088 | 95088 | 95088 | 95088 | 95088 | 95088 | 95088 | 95088 | 95088 | 95088 | 95088 | 95088 | 95088 | 95088 | 95088 | 95088 | 95088 | 95088 | 95088 | 95088 | 95088 | 95088 | 95088 | 95088 | 95088 | 95088 | 95088 | 95088 | 95088 | 95088 | 95088 | 95088 | 95088 | 95088 | 95088 | 95088 | 95088 | 95088 | 95088 | 95088 | 95088 | 95088 | 95088 | 95088 | 95088
Communications Technologist | Communications Technologist |  |  | ea | 95088 | 0 | 0 | 0 | 0 | 0 | 0 | 0 | 0 | 0 | 0 | 0 | 0 | 0 | 0 | 0 | 0 | 0 | 0 | 0 | 0 | 0 | 0 | 0 | 0 | 0 | 0 | 0 | 0 | 0 | 0 | 0 | 0 | 0 | 0 | 0 | 0 | 0 | 0 | 0 | 0 | 0 | 0 | 0 | 0 | 0 | 0 | 0 | 0 | 0 | 0 | 0
Asset Specialist | Electrical/Mechanical Engineer Technologist |  |  | ea | 95088 | 0 | 0 | 0 | 0 | 0 | 0 | 0 | 0 | 0 | 0 | 0 | 0 | 0 | 0 | 0 | 0 | 0 | 0 | 0 | 0 | 0 | 0 | 0 | 0 | 0 | 0 | 0 | 0 | 0 | 0 | 0 | 0 | 0 | 0 | 0 | 0 | 0 | 0 | 0 | 0 | 0 | 0 | 0 | 0 | 0 | 0 | 0 | 0 | 0 | 0 | 0
Electricians | Trades |  |  | ea | 71680 | 0 | 0 | 0 | 0 | 0 | 0 | 0 | 0 | 0 | 0 | 0 | 0 | 0 | 0 | 0 | 0 | 0 | 0 | 0 | 0 | 0 | 0 | 0 | 0 | 0 | 0 | 0 | 0 | 0 | 0 | 0 | 0 | 0 | 0 | 0 | 0 | 0 | 0 | 0 | 0 | 0 | 0 | 0 | 0 | 0 | 0 | 0 | 0 | 0 | 0 | 0
Sub-total (1) |  |  | 1 | ea |  | 95088 | 95088 | 95088 | 95088 | 95088 | 95088 | 95088 | 95088 | 95088 | 95088 | 95088 | 95088 | 95088 | 95088 | 95088 | 95088 | 95088 | 95088 | 95088 | 95088 | 95088 | 95088 | 95088 | 95088 | 95088 | 95088 | 95088 | 95088 | 95088 | 95088 | 95088 | 95088 | 95088 | 95088 | 95088 | 95088 | 95088 | 95088 | 95088 | 95088 | 95088 | 95088 | 95088 | 95088 | 95088 | 95088 | 95088 | 95088 | 95088 | 95088 | 95088
2) Personnel - TRO Labrador
Lineworkers | Trades |  |  | ea | 64000 | 0 | 0 | 0 | 0 | 0 | 0 | 0 | 0 | 0 | 0 | 0 | 0 | 0 | 0 | 0 | 0 | 0 | 0 | 0 | 0 | 0 | 0 | 0 | 0 | 0 | 0 | 0 | 0 | 0 | 0 | 0 | 0 | 0 | 0 | 0 | 0 | 0 | 0 | 0 | 0 | 0 | 0 | 0 | 0 | 0 | 0 | 0 | 0 | 0 | 0 | 0
Sub-total (2) |  |  | 0 | ea |  | 0 | 0 | 0 | 0 | 0 | 0 | 0 | 0 | 0 | 0 | 0 | 0 | 0 | 0 | 0 | 0 | 0 | 0 | 0 | 0 | 0 | 0 | 0 | 0 | 0 | 0 | 0 | 0 | 0 | 0 | 0 | 0 | 0 | 0 | 0 | 0 | 0 | 0 | 0 | 0 | 0 | 0 | 0 | 0 | 0 | 0 | 0 | 0 | 0 | 0 | 0
3) Personnel - TRO Northern/Central
Lineworkers | Trades |  | 3 | ea | 64000 | 192000 | 192000 | 192000 | 192000 | 192000 | 192000 | 192000 | 192000 | 192000 | 192000 | 192000 | 192000 | 192000 | 192000 | 192000 | 192000 | 192000 | 192000 | 192000 | 192000 | 192000 | 192000 | 192000 | 192000 | 192000 | 192000 | 192000 | 192000 | 192000 | 192000 | 192000 | 192000 | 192000 | 192000 | 192000 | 192000 | 192000 | 192000 | 192000 | 192000 | 192000 | 192000 | 192000 | 192000 | 192000 | 192000 | 192000 | 192000 | 192000 | 192000 | 192000
Electricians | Trades |  | 2 | ea | 64000 | 128000 | 128000 | 128000 | 128000 | 128000 | 128000 | 128000 | 128000 | 128000 | 128000 | 128000 | 128000 | 128000 | 128000 | 128000 | 128000 | 128000 | 128000 | 128000 | 128000 | 128000 | 128000 | 128000 | 128000 | 128000 | 128000 | 128000 | 128000 | 128000 | 128000 | 128000 | 128000 | 128000 | 128000 | 128000 | 128000 | 128000 | 128000 | 128000 | 128000 | 128000 | 128000 | 128000 | 128000 | 128000 | 128000 | 128000 | 128000 | 128000 | 128000 | 128000
Asset Specialist | Electrical/Mechanical Engineer Technologist |  | 1 | ea | 84900 | 84900 | 84900 | 84900 | 84900 | 84900 | 84900 | 84900 | 84900 | 84900 | 84900 | 84900 | 84900 | 84900 | 84900 | 84900 | 84900 | 84900 | 84900 | 84900 | 84900 | 84900 | 84900 | 84900 | 84900 | 84900 | 84900 | 84900 | 84900 | 84900 | 84900 | 84900 | 84900 | 84900 | 84900 | 84900 | 84900 | 84900 | 84900 | 84900 | 84900 | 84900 | 84900 | 84900 | 84900 | 84900 | 84900 | 84900 | 84900 | 84900 | 84900 | 84900
Communications Technologist | Communications Technologist |  | 1 | ea | 84900 | 84900 | 84900 | 84900 | 84900 | 84900 | 84900 | 84900 | 84900 | 84900 | 84900 | 84900 | 84900 | 84900 | 84900 | 84900 | 84900 | 84900 | 84900 | 84900 | 84900 | 84900 | 84900 | 84900 | 84900 | 84900 | 84900 | 84900 | 84900 | 84900 | 84900 | 84900 | 84900 | 84900 | 84900 | 84900 | 84900 | 84900 | 84900 | 84900 | 84900 | 84900 | 84900 | 84900 | 84900 | 84900 | 84900 | 84900 | 84900 | 84900 | 84900 | 84900
Sub-total (3) |  |  | 7 |  |  | 489800 | 489800 | 489800 | 489800 | 489800 | 489800 | 489800 | 489800 | 489800 | 489800 | 489800 | 489800 | 489800 | 489800 | 489800 | 489800 | 489800 | 489800 | 489800 | 489800 | 489800 | 489800 | 489800 | 489800 | 489800 | 489800 | 489800 | 489800 | 489800 | 489800 | 489800 | 489800 | 489800 | 489800 | 489800 | 489800 | 489800 | 489800 | 489800 | 489800 | 489800 | 489800 | 489800 | 489800 | 489800 | 489800 | 489800 | 489800 | 489800 | 489800 | 489800
4) Vehicles
Crew Cab Pickup (4x4) |  | Assume new every 3 years | 2 | ea | 42000 | 28000 | 28000 | 28000 | 28000 | 28000 | 28000 | 28000 | 28000 | 28000 | 28000 | 28000 | 28000 | 28000 | 28000 | 28000 | 28000 | 28000 | 28000 | 28000 | 28000 | 28000 | 28000 | 28000 | 28000 | 28000 | 28000 | 28000 | 28000 | 28000 | 28000 | 28000 | 28000 | 28000 | 28000 | 28000 | 28000 | 28000 | 28000 | 28000 | 28000 | 28000 | 28000 | 28000 | 28000 | 28000 | 28000 | 28000 | 28000 | 28000 | 28000 | 28000
Extended Cab Pickup (4x4) |  | Assume new every 3 years | 2 | ea | 39000 | 26000 | 26000 | 26000 | 26000 | 26000 | 26000 | 26000 | 26000 | 26000 | 26000 | 26000 | 26000 | 26000 | 26000 | 26000 | 26000 | 26000 | 26000 | 26000 | 26000 | 26000 | 26000 | 26000 | 26000 | 26000 | 26000 | 26000 | 26000 | 26000 | 26000 | 26000 | 26000 | 26000 | 26000 | 26000 | 26000 | 26000 | 26000 | 26000 | 26000 | 26000 | 26000 | 26000 | 26000 | 26000 | 26000 | 26000 | 26000 | 26000 | 26000 | 26000
Utility Van or Truck (4x2) |  | Assume new every 3 years | 1 | ea | 39000 | 13000 | 13000 | 13000 | 13000 | 13000 | 13000 | 13000 | 13000 | 13000 | 13000 | 13000 | 13000 | 13000 | 13000 | 13000 | 13000 | 13000 | 13000 | 13000 | 13000 | 13000 | 13000 | 13000 | 13000 | 13000 | 13000 | 13000 | 13000 | 13000 | 13000 | 13000 | 13000 | 13000 | 13000 | 13000 | 13000 | 13000 | 13000 | 13000 | 13000 | 13000 | 13000 | 13000 | 13000 | 13000 | 13000 | 13000 | 13000 | 13000 | 13000 | 13000
Stake Body & Boom Trucks |  | Assume new every 3 years | 0 | ea | 100000 | 0 | 0 | 0 | 0 | 0 | 0 | 0 | 0 | 0 | 0 | 0 | 0 | 0 | 0 | 0 | 0 | 0 | 0 | 0 | 0 | 0 | 0 | 0 | 0 | 0 | 0 | 0 | 0 | 0 | 0 | 0 | 0 | 0 | 0 | 0 | 0 | 0 | 0 | 0 | 0 | 0 | 0 | 0 | 0 | 0 | 0 | 0 | 0 | 0 | 0 | 0
Bucket / Pole Trucks |  | Assume new every 3 years | 2 | ea | 250000 | 83333.3333 | 83333.3333 | 83333.3333 | 83333.3333 | 83333.3333 | 83333.3333 | 83333.3333 | 83333.3333 | 83333.3333 | 83333.3333 | 83333.3333 | 83333.3333 | 83333.3333 | 83333.3333 | 83333.3333 | 83333.3333 | 83333.3333 | 83333.3333 | 83333.3333 | 83333.3333 | 83333.3333 | 83333.3333 | 83333.3333 | 83333.3333 | 83333.3333 | 83333.3333 | 83333.3333 | 83333.3333 | 83333.3333 | 83333.3333 | 83333.3333 | 83333.3333 | 83333.3333 | 83333.3333 | 83333.3333 | 83333.3333 | 83333.3333 | 83333.3333 | 83333.3333 | 83333.3333 | 83333.3333 | 83333.3333 | 83333.3333 | 83333.3333 | 83333.3333 | 83333.3333 | 83333.3333 | 83333.3333 | 83333.3333 | 83333.3333 | 83333.3333
All Terrian Vehicle with Tracks |  | Assume new every 5 years | 1 | ea | 250000 | 35714.2857 | 35714.2857 | 35714.2857 | 35714.2857 | 35714.2857 | 35714.2857 | 35714.2857 | 35714.2857 | 35714.2857 | 35714.2857 | 35714.2857 | 35714.2857 | 35714.2857 | 35714.2857 | 35714.2857 | 35714.2857 | 35714.2857 | 35714.2857 | 35714.2857 | 35714.2857 | 35714.2857 | 35714.2857 | 35714.2857 | 35714.2857 | 35714.2857 | 35714.2857 | 35714.2857 | 35714.2857 | 35714.2857 | 35714.2857 | 35714.2857 | 35714.2857 | 35714.2857 | 35714.2857 | 35714.2857 | 35714.2857 | 35714.2857 | 35714.2857 | 35714.2857 | 35714.2857 | 35714.2857 | 35714.2857 | 35714.2857 | 35714.2857 | 35714.2857 | 35714.2857 | 35714.2857 | 35714.2857 | 35714.2857 | 35714.2857 | 35714.2857
Snow Machine |  | Assume new every 5 years | 4 | ea | 15000 | 12000 | 12000 | 12000 | 12000 | 12000 | 12000 | 12000 | 12000 | 12000 | 12000 | 12000 | 12000 | 12000 | 12000 | 12000 | 12000 | 12000 | 12000 | 12000 | 12000 | 12000 | 12000 | 12000 | 12000 | 12000 | 12000 | 12000 | 12000 | 12000 | 12000 | 12000 | 12000 | 12000 | 12000 | 12000 | 12000 | 12000 | 12000 | 12000 | 12000 | 12000 | 12000 | 12000 | 12000 | 12000 | 12000 | 12000 | 12000 | 12000 | 12000 | 12000
Sub-total (4) | [5 empty] | 198047.619 | 198047.619 | 198047.619 | 198047.619 | 198047.619 | 198047.619 | 198047.619 | 198047.619 | 198047.619 | 198047.619 | 198047.619 | 198047.619 | 198047.619 | 198047.619 | 198047.619 | 198047.619 | 198047.619 | 198047.619 | 198047.619 | 198047.619 | 198047.619 | 198047.619 | 198047.619 | 198047.619 | 198047.619 | 198047.619 | 198047.619 | 198047.619 | 198047.619 | 198047.619 | 198047.619 | 198047.619 | 198047.619 | 198047.619 | 198047.619 | 198047.619 | 198047.619 | 198047.619 | 198047.619 | 198047.619 | 198047.619 | 198047.619 | 198047.619 | 198047.619 | 198047.619 | 198047.619 | 198047.619 | 198047.619 | 198047.619 | 198047.619 | 198047.619
5) Contractor Services
Helicopter Rental 1 |  | Assume 1 hrs /4km (approx 1300 km) including emergency calls | 75 | hrs | 1500 | 112500 | 112500 | 112500 | 112500 | 112500 | 112500 | 112500 | 112500 | 112500 | 112500 | 112500 | 112500 | 112500 | 112500 | 112500 | 112500 | 112500 | 112500 | 112500 | 112500 | 112500 | 112500 | 112500 | 112500 | 112500 | 112500 | 112500 | 112500 | 112500 | 112500 | 112500 | 112500 | 112500 | 112500 | 112500 | 112500 | 112500 | 112500 | 112500 | 112500 | 112500 | 112500 | 112500 | 112500 | 112500 | 112500 | 112500 | 112500 | 112500 | 112500 | 112500
Vegetation Management 2 |  |  | 714 | ha | 2000 | 142800 | [7 empty] | 142800 | 142800 | 142800 | 142800 | 142800 | 142800 | 142800 | 142800 | 142800 | 142800 | 142800 | 142800 | 142800 | 142800 | 142800 | 142800 | 142800 | 142800 | 142800 | 142800 | 142800 | 142800 | 142800 | 142800 | 142800 | 142800 | 142800 | 142800 | 142800 | 142800 | 142800 | 142800 | 142800 | 142800 | 142800 | 142800 | 142800 | 142800 | 142800 | 142800 | 142800 | 142800 | 142800
Converter Station - Technical Support |  | Assumes $225/hr | 1000 | hrs | 225000 | 225000 | 225000 | 225000 | 225000 | 225000 | 225000 | 225000 | 225000 | 225000 | 225000 | 225000 | 225000 | 225000 | 225000 | 225000 | 225000 | 225000 | 225000 | 225000 | 225000 | 225000 | 225000 | 225000 | 225000 | 225000 | 225000 | 225000 | 225000 | 225000 | 225000 | 225000 | 225000 | 225000 | 225000 | 225000 | 225000 | 225000 | 225000 | 225000 | 225000 | 225000 | 225000 | 225000 | 225000 | 225000 | 225000 | 225000 | 225000 | 225000 | 225000 | 225000
Control System - Technical Support |  | Assumes $225/hr | 2000 | hrs | 450000 | 450000 | 450000 | 450000 | 450000 | 450000 | 450000 | 450000 | 450000 | 450000 | 450000 | 450000 | 450000 | 450000 | 450000 | 450000 | 450000 | 450000 | 450000 | 450000 | 450000 | 450000 | 450000 | 450000 | 450000 | 450000 | 450000 | 450000 | 450000 | 450000 | 450000 | 450000 | 450000 | 450000 | 450000 | 450000 | 450000 | 450000 | 450000 | 450000 | 450000 | 450000 | 450000 | 450000 | 450000 | 450000 | 450000 | 450000 | 450000 | 450000 | 450000 | 450000
Switchgear/Transformers - Technical Support |  | Assumes $225/hr | 500 | hrs | 112500 | 112500 | 112500 | 112500 | 112500 | 112500 | 112500 | 112500 | 112500 | 112500 | 112500 | 112500 | 112500 | 112500 | 112500 | 112500 | 112500 | 112500 | 112500 | 112500 | 112500 | 112500 | 112500 | 112500 | 112500 | 112500 | 112500 | 112500 | 112500 | 112500 | 112500 | 112500 | 112500 | 112500 | 112500 | 112500 | 112500 | 112500 | 112500 | 112500 | 112500 | 112500 | 112500 | 112500 | 112500 | 112500 | 112500 | 112500 | 112500 | 112500 | 112500 | 112500
Submarine Cables - Technical Support |  | Assumes $250/hr | 500 | hrs | 125000 | 125000 | 125000 | 125000 | 125000 | 125000 | 125000 | 125000 | 125000 | 125000 | 125000 | 125000 | 125000 | 125000 | 125000 | 125000 | 125000 | 125000 | 125000 | 125000 | 125000 | 125000 | 125000 | 125000 | 125000 | 125000 | 125000 | 125000 | 125000 | 125000 | 125000 | 125000 | 125000 | 125000 | 125000 | 125000 | 125000 | 125000 | 125000 | 125000 | 125000 | 125000 | 125000 | 125000 | 125000 | 125000 | 125000 | 125000 | 125000 | 125000 | 125000 | 125000
Sub-total (5) | [5 empty] | 1167800 | 1025000 | 1025000 | 1025000 | 1025000 | 1025000 | 1025000 | 1025000 | 1167800 | 1167800 | 1167800 | 1167800 | 1167800 | 1167800 | 1167800 | 1167800 | 1167800 | 1167800 | 1167800 | 1167800 | 1167800 | 1167800 | 1167800 | 1167800 | 1167800 | 1167800 | 1167800 | 1167800 | 1167800 | 1167800 | 1167800 | 1167800 | 1167800 | 1167800 | 1167800 | 1167800 | 1167800 | 1167800 | 1167800 | 1167800 | 1167800 | 1167800 | 1167800 | 1167800 | 1167800 | 1167800 | 1167800 | 1167800 | 1167800 | 1167800 | 1167800
6) Submarine Cable, Sea Electrodes & Terminals
Cable and Sea Electrode Survey3 | See Cable Survey Sheet | Assume $110k/day for 40 days | 0 | day | 120000 | 0 | YEAR 1: 0; YEAR 3: 0; YEAR 8: 0; YEAR 13: 0; YEAR 18: 0; YEAR 23: 0; YEAR 28: 0; YEAR 33: 0; YEAR 38: 0; YEAR 43: 0; YEAR 48: 0
Terminals (Ave)4 |  |  | 400 | hrs | 150 | 60000 | 60000 | 60000 | 60000 | 60000 | 60000 | 60000 | 60000 | 60000 | 60000 | 60000 | 60000 | 60000 | 60000 | 60000 | 60000 | 60000 | 60000 | 60000 | 60000 | 60000 | 60000 | 60000 | 60000 | 60000 | 60000 | 60000 | 60000 | 60000 | 60000 | 60000 | 60000 | 60000 | 60000 | 60000 | 60000 | 60000 | 60000 | 60000 | 60000 | 60000 | 60000 | 60000 | 60000 | 60000 | 60000 | 60000 | 60000 | 60000 | 60000 | 60000
Material Allowance5 |  |  | 1 | LS | 250000 | 250000 | 250000 | 250000 | 250000 | 250000 | 250000 | 250000 | 250000 | 250000 | 250000 | 250000 | 250000 | 250000 | 250000 | 250000 | 250000 | 250000 | 250000 | 250000 | 250000 | 250000 | 250000 | 250000 | 250000 | 250000 | 250000 | 250000 | 250000 | 250000 | 250000 | 250000 | 250000 | 250000 | 250000 | 250000 | 250000 | 250000 | 250000 | 250000 | 250000 | 250000 | 250000 | 250000 | 250000 | 250000 | 250000 | 250000 | 250000 | 250000 | 250000 | 250000
Storage Allowance6 |  |  | 1 | LS | 75000 | 75000 | 75000 | 75000 | 75000 | 75000 | 75000 | 75000 | 75000 | 75000 | 75000 | 75000 | 75000 | 75000 | 75000 | 75000 | 75000 | 75000 | 75000 | 75000 | 75000 | 75000 | 75000 | 75000 | 75000 | 75000 | 75000 | 75000 | 75000 | 75000 | 75000 | 75000 | 75000 | 75000 | 75000 | 75000 | 75000 | 75000 | 75000 | 75000 | 75000 | 75000 | 75000 | 75000 | 75000 | 75000 | 75000 | 75000 | 75000 | 75000 | 75000 | 75000
Sub-total (6) | [5 empty] | 385000 | 385000 | 385000 | 385000 | 385000 | 385000 | 385000 | 385000 | 385000 | 385000 | 385000 | 385000 | 385000 | 385000 | 385000 | 385000 | 385000 | 385000 | 385000 | 385000 | 385000 | 385000 | 385000 | 385000 | 385000 | 385000 | 385000 | 385000 | 385000 | 385000 | 385000 | 385000 | 385000 | 385000 | 385000 | 385000 | 385000 | 385000 | 385000 | 385000 | 385000 | 385000 | 385000 | 385000 | 385000 | 385000 | 385000 | 385000 | 385000 | 385000 | 385000
7) Support Fees7 - Labour (1+2+3) X 0.75 | [5 empty] | 438666 | 438666 | 438666 | 438666 | 438666 | 438666 | 438666 | 438666 | 438666 | 438666 | 438666 | 438666 | 438666 | 438666 | 438666 | 438666 | 438666 | 438666 | 438666 | 438666 | 438666 | 438666 | 438666 | 438666 | 438666 | 438666 | 438666 | 438666 | 438666 | 438666 | 438666 | 438666 | 438666 | 438666 | 438666 | 438666 | 438666 | 438666 | 438666 | 438666 | 438666 | 438666 | 438666 | 438666 | 438666 | 438666 | 438666 | 438666 | 438666 | 438666 | 438666
8) Support Fees8 - Other (4+5+6) X 0.50 | [5 empty] | 875423.8095 | 804023.8095 | 804023.8095 | 804023.8095 | 804023.8095 | 804023.8095 | 804023.8095 | 804023.8095 | 875423.8095 | 875423.8095 | 875423.8095 | 875423.8095 | 875423.8095 | 875423.8095 | 875423.8095 | 875423.8095 | 875423.8095 | 875423.8095 | 875423.8095 | 875423.8095 | 875423.8095 | 875423.8095 | 875423.8095 | 875423.8095 | 875423.8095 | 875423.8095 | 875423.8095 | 875423.8095 | 875423.8095 | 875423.8095 | 875423.8095 | 875423.8095 | 875423.8095 | 875423.8095 | 875423.8095 | 875423.8095 | 875423.8095 | 875423.8095 | 875423.8095 | 875423.8095 | 875423.8095 | 875423.8095 | 875423.8095 | 875423.8095 | 875423.8095 | 875423.8095 | 875423.8095 | 875423.8095 | 875423.8095 | 875423.8095 | 875423.8095
9) Annualized Funds
Maintenance Tools & Equipment9 |  |  | 1 | LS | 1050000 | 105000 | 105000 | 105000 | 105000 | 105000 | 105000 | 105000 | 105000 | 105000 | 105000 | 105000 | 105000 | 105000 | 105000 | 105000 | 105000 | 105000 | 105000 | 105000 | 105000 | 105000 | 105000 | 105000 | 105000 | 105000 | 105000 | 105000 | 105000 | 105000 | 105000 | 105000 | 105000 | 105000 | 105000 | 105000 | 105000 | 105000 | 105000 | 105000 | 105000 | 105000 | 105000 | 105000 | 105000 | 105000 | 105000 | 105000 | 105000 | 105000 | 105000 | 105000
Annual Provision (Overland Tx Maintenance)10 |  |  | 0.1% | % | 250000000 | 250000 | 250000 | 250000 | 250000 | 250000 | 250000 | 250000 | 250000 | 250000 | 250000 | 250000 | 250000 | 250000 | 250000 | 250000 | 250000 | 250000 | 250000 | 250000 | 250000 | 250000 | 250000 | 250000 | 250000 | 250000 | 250000 | 250000 | 250000 | 250000 | 250000 | 250000 | 250000 | 250000 | 250000 | 250000 | 250000 | 250000 | 250000 | 250000 | 250000 | 250000 | 250000 | 250000 | 250000 | 250000 | 250000 | 250000 | 250000 | 250000 | 250000 | 250000
Annual Provision (Converter Stations)11 |  |  | 0.25% | % | 150000000 | 375000 | 375000 | 375000 | 375000 | 375000 | 375000 | 375000 | 375000 | 375000 | 375000 | 375000 | 375000 | 375000 | 375000 | 375000 | 375000 | 375000 | 375000 | 375000 | 375000 | 375000 | 375000 | 375000 | 375000 | 375000 | 375000 | 375000 | 375000 | 375000 | 375000 | 375000 | 375000 | 375000 | 375000 | 375000 | 375000 | 375000 | 375000 | 375000 | 375000 | 375000 | 375000 | 375000 | 375000 | 375000 | 375000 | 375000 | 375000 | 375000 | 375000 | 375000
Annual Provision (Communications)12 |  |  | 0.25% | % | 25000000 | 62500 | 62500 | 62500 | 62500 | 62500 | 62500 | 62500 | 62500 | 62500 | 62500 | 62500 | 62500 | 62500 | 62500 | 62500 | 62500 | 62500 | 62500 | 62500 | 62500 | 62500 | 62500 | 62500 | 62500 | 62500 | 62500 | 62500 | 62500 | 62500 | 62500 | 62500 | 62500 | 62500 | 62500 | 62500 | 62500 | 62500 | 62500 | 62500 | 62500 | 62500 | 62500 | 62500 | 62500 | 62500 | 62500 | 62500 | 62500 | 62500 | 62500 | 62500
Extraordinary Repairs (Submarine Cable and Sea Electrodes)13 | Assuned deductible of $250k per event |  | 1 | LS | 250000 |  | YEAR 3: 250000; YEAR 25: 250000; YEAR 50: 250000
Sub-total (9) | [5 empty] | 792500 | 792500 | 792500 | 1042500 | 792500 | 792500 | 792500 | 792500 | 792500 | 792500 | 792500 | 792500 | 792500 | 792500 | 792500 | 792500 | 792500 | 792500 | 792500 | 792500 | 792500 | 792500 | 792500 | 792500 | 792500 | 1042500 | 792500 | 792500 | 792500 | 792500 | 792500 | 792500 | 792500 | 792500 | 792500 | 792500 | 792500 | 792500 | 792500 | 792500 | 792500 | 792500 | 792500 | 792500 | 792500 | 792500 | 792500 | 792500 | 792500 | 792500 | 1042500
10) Lender's Engineer
Annual Audit and Assessment |  |  | 320 | hrs | 72000 | 72000 | 72000 | 72000 | 72000 | 72000 | 72000 | 72000 | 72000 | 72000 | 72000 | 72000 | 72000 | 72000 | 72000 | 72000 | 72000 | 72000 | 72000 | 72000 | 72000 | 72000 | 72000 | 72000 | 72000 | 72000 | 72000 | 72000 | 72000 | 72000 | 72000 | 72000 | 72000 | 72000 | 72000 | 72000 | 72000 | 72000 | 72000 | 72000 | 72000 | 72000 | 72000 | 72000 | 72000 | 72000 | 72000 | 72000 | 72000 | 72000 | 72000 | 72000
Sub-total (10) | [5 empty] | 72000 | 72000 | 72000 | 72000 | 72000 | 72000 | 72000 | 72000 | 72000 | 72000 | 72000 | 72000 | 72000 | 72000 | 72000 | 72000 | 72000 | 72000 | 72000 | 72000 | 72000 | 72000 | 72000 | 72000 | 72000 | 72000 | 72000 | 72000 | 72000 | 72000 | 72000 | 72000 | 72000 | 72000 | 72000 | 72000 | 72000 | 72000 | 72000 | 72000 | 72000 | 72000 | 72000 | 72000 | 72000 | 72000 | 72000 | 72000 | 72000 | 72000 | 72000
11) Insurance
Property and Equipment Policy Premiums - Subsea Cable Only 14 |  |  | 0.9% | % | 540000000 | 4860000 | 4860000 | 4860000 | 4860000 | 4860000 | 4860000 | 4860000 | 4860000 | 4860000 | 4860000 | 4860000 | 4860000 | 4860000 | 4860000 | 4860000 | 4860000 | 4860000 | 4860000 | 4860000 | 4860000 | 4860000 | 4860000 | 4860000 | 4860000 | 4860000 | 4860000 | 4860000 | 4860000 | 4860000 | 4860000 | 4860000 | 4860000 | 4860000 | 4860000 | 4860000 | 4860000 | 4860000 | 4860000 | 4860000 | 4860000 | 4860000 | 4860000 | 4860000 | 4860000 | 4860000 | 4860000 | 4860000 | 4860000 | 4860000 | 4860000 | 4860000
Sub-total (11) | [5 empty] | 4860000 | 4860000 | 4860000 | 4860000 | 4860000 | 4860000 | 4860000 | 4860000 | 4860000 | 4860000 | 4860000 | 4860000 | 4860000 | 4860000 | 4860000 | 4860000 | 4860000 | 4860000 | 4860000 | 4860000 | 4860000 | 4860000 | 4860000 | 4860000 | 4860000 | 4860000 | 4860000 | 4860000 | 4860000 | 4860000 | 4860000 | 4860000 | 4860000 | 4860000 | 4860000 | 4860000 | 4860000 | 4860000 | 4860000 | 4860000 | 4860000 | 4860000 | 4860000 | 4860000 | 4860000 | 4860000 | 4860000 | 4860000 | 4860000 | 4860000 | 4860000
Sub-Total | [6 empty] | 9160125.4286 | 9160125.4286 | 9410125.4286 | 9160125.4286 | 9160125.4286 | 9160125.4286 | 9160125.4286 | 9374325.4286 | 9374325.4286 | 9374325.4286 | 9374325.4286 | 9374325.4286 | 9374325.4286 | 9374325.4286 | 9374325.4286 | 9374325.4286 | 9374325.4286 | 9374325.4286 | 9374325.4286 | 9374325.4286 | 9374325.4286 | 9374325.4286 | 9374325.4286 | 9374325.4286 | 9624325.4286 | 9374325.4286 | 9374325.4286 | 9374325.4286 | 9374325.4286 | 9374325.4286 | 9374325.4286 | 9374325.4286 | 9374325.4286 | 9374325.4286 | 9374325.4286 | 9374325.4286 | 9374325.4286 | 9374325.4286 | 9374325.4286 | 9374325.4286 | 9374325.4286 | 9374325.4286 | 9374325.4286 | 9374325.4286 | 9374325.4286 | 9374325.4286 | 9374325.4286 | 9374325.4286 | 9374325.4286 | 9624325.4286
Contingency (12%) | Increased to address unknowns | [5 empty] | 1099215.0514 | 1099215.0514 | 1129215.0514 | 1099215.0514 | 1099215.0514 | 1099215.0514 | 1099215.0514 | 1124919.0514 | 1124919.0514 | 1124919.0514 | 1124919.0514 | 1124919.0514 | 1124919.0514 | 1124919.0514 | 1124919.0514 | 1124919.0514 | 1124919.0514 | 1124919.0514 | 1124919.0514 | 1124919.0514 | 1124919.0514 | 1124919.0514 | 1124919.0514 | 1124919.0514 | 1154919.0514 | 1124919.0514 | 1124919.0514 | 1124919.0514 | 1124919.0514 | 1124919.0514 | 1124919.0514 | 1124919.0514 | 1124919.0514 | 1124919.0514 | 1124919.0514 | 1124919.0514 | 1124919.0514 | 1124919.0514 | 1124919.0514 | 1124919.0514 | 1124919.0514 | 1124919.0514 | 1124919.0514 | 1124919.0514 | 1124919.0514 | 1124919.0514 | 1124919.0514 | 1124919.0514 | 1124919.0514 | 1154919.0514
Total | [6 empty] | 10259340.48 | 10259340.48 | 10539340.48 | 10259340.48 | 10259340.48 | 10259340.48 | 10259340.48 | 10499244.48 | 10499244.48 | 10499244.48 | 10499244.48 | 10499244.48 | 10499244.48 | 10499244.48 | 10499244.48 | 10499244.48 | 10499244.48 | 10499244.48 | 10499244.48 | 10499244.48 | 10499244.48 | 10499244.48 | 10499244.48 | 10499244.48 | 10779244.48 | 10499244.48 | 10499244.48 | 10499244.48 | 10499244.48 | 10499244.48 | 10499244.48 | 10499244.48 | 10499244.48 | 10499244.48 | 10499244.48 | 10499244.48 | 10499244.48 | 10499244.48 | 10499244.48 | 10499244.48 | 10499244.48 | 10499244.48 | 10499244.48 | 10499244.48 | 10499244.48 | 10499244.48 | 10499244.48 | 10499244.48 | 10499244.48 | 10779244.48
NOTES:
1 The transmission lines are assumed to be maintained over a six month period each year. Helicopter rental includes the polit.
2. Vegetation management annual cost based upon 10 year clearing requirement at a cost of $2000/hectare for 60m ROW. Assume 50% of total ROW has sufficient vegetation to require management. Assumes to start at Year 8.
3 Blank
4 Cable terminals assumed to be maintained once every year over a period of two weeks.
5 The allowance for material is $250,000 per year. This includes remedial protection requirements - concrete mattresses, etc.
6 Storage and preservation cost for spare cable segment (on turntable) is estimated at $75,000 per year.
7 Support cost include all services required for the operation of this type of organization. The support cost is estimated as 75% if the total cost (Burdens, benefits & O/H - 50%, overtime - 25%)
8 Support cost include all services required for the operation of this type of organization. These cost include services, vehicle fuel/maintenance/insurance, accounting, contracts administration overhead etc. The support cost is estimated as 50% if the total cost.
9 A one time provision of maintenance tools and specialty equipment in the amount of $1,000,000 is annualized over 10 years.
10A provisional amount is included to be used to fund general maintenance material and repairs to the system including insulator replacement, terminal station maintenance, snowclearing, access, etc. Scope likely to be completed by 3rd party contractors.
11A provisional amount is included to be used as a sinking fund for the future provision of maintenance including contract labour and materials. Items includes HVAC maintenance, cooling water loops, filters, access roads and snowclearing, general utilities / housekeeping.
12A provisional amount is included to be used as a sinking fund for the future provision of major maintenance and/or purchase of major replacement.
13 Submarine cable repair allowance is based on an estimated failure rate of 0.1 failures per 100 km per year. (This number is based on historical submarine cable failure for an embedded submarine cable project). The estimated cost per failure for an embedded submarine cable was $6 million in 1998 (Teshmont report) approximated at $50 million in 2008. This value assumes mobilization of a rock removal and replacement vessel along with a separate repair vessel which would be covered under the Property and Equipment Policy with the assumption of a $250k deductible per event.
14 Hydro does not insure overhead Tx lines. Assume this current practice will continue for LCP. AON quotes of June 30-08 state from 0.75 to 0.95% of total insurable value for annual premiums for subsea system. Assume 0.85% of total insurable value of 75% of total capital cost ($675M).
Original file located here:
H:\Investment Evaluation\Emera UARB Review\OPEX Estimate for Financial Modelling - Cases 1 & 2

## TX in Maritimes (hidden)
Cases 1 & 2 Annual O&M Estimate
Prepared for Feasibility Screening Level Economics Refresh - March 2010
Maritimes Transmission - Lingan to Salisbury (475 km - 450 kV HVdc) + Salisbury to Onslow (160km of 345 kV AC)
Year
Item | Classification/Description | Comments | Quantity | Unit | Cost | Annual Cost | 1 | 2 | 3 | 4 | 5 | 6 | 7 | 8 | 9 | 10 | 11 | 12 | 13 | 14 | 15 | 16 | 17 | 18 | 19 | 20 | 21 | 22 | 23 | 24 | 25 | 26 | 27 | 28 | 29 | 30 | 31 | 32 | 33 | 34 | 35 | 36 | 37 | 38 | 39 | 40 | 41 | 42 | 43 | 44 | 45 | 46 | 47 | 48 | 49 | 50
1) Personnel
Lineworkers | Trades | Salary - NLH Salary grades and ranges effective April 1, 2007 | 4 | ea | 71680 | 286720 | 286720 | 286720 | 286720 | 286720 | 286720 | 286720 | 286720 | 286720 | 286720 | 286720 | 286720 | 286720 | 286720 | 286720 | 286720 | 286720 | 286720 | 286720 | 286720 | 286720 | 286720 | 286720 | 286720 | 286720 | 286720 | 286720 | 286720 | 286720 | 286720 | 286720 | 286720 | 286720 | 286720 | 286720 | 286720 | 286720 | 286720 | 286720 | 286720 | 286720 | 286720 | 286720 | 286720 | 286720 | 286720 | 286720 | 286720 | 286720 | 286720 | 286720
P & C Technologist | Electrical Tecnologist |  | 1 | ea | 95088 | 95088 | 95088 | 95088 | 95088 | 95088 | 95088 | 95088 | 95088 | 95088 | 95088 | 95088 | 95088 | 95088 | 95088 | 95088 | 95088 | 95088 | 95088 | 95088 | 95088 | 95088 | 95088 | 95088 | 95088 | 95088 | 95088 | 95088 | 95088 | 95088 | 95088 | 95088 | 95088 | 95088 | 95088 | 95088 | 95088 | 95088 | 95088 | 95088 | 95088 | 95088 | 95088 | 95088 | 95088 | 95088 | 95088 | 95088 | 95088 | 95088 | 95088 | 95088
Communications Technologist | Communications Technologist |  | 1 | ea | 95088 | 95088 | 95088 | 95088 | 95088 | 95088 | 95088 | 95088 | 95088 | 95088 | 95088 | 95088 | 95088 | 95088 | 95088 | 95088 | 95088 | 95088 | 95088 | 95088 | 95088 | 95088 | 95088 | 95088 | 95088 | 95088 | 95088 | 95088 | 95088 | 95088 | 95088 | 95088 | 95088 | 95088 | 95088 | 95088 | 95088 | 95088 | 95088 | 95088 | 95088 | 95088 | 95088 | 95088 | 95088 | 95088 | 95088 | 95088 | 95088 | 95088 | 95088 | 95088
Asset Specialist | Electrical/Mechanical Engineer Technologist |  | 1 | ea | 95088 | 95088 | 95088 | 95088 | 95088 | 95088 | 95088 | 95088 | 95088 | 95088 | 95088 | 95088 | 95088 | 95088 | 95088 | 95088 | 95088 | 95088 | 95088 | 95088 | 95088 | 95088 | 95088 | 95088 | 95088 | 95088 | 95088 | 95088 | 95088 | 95088 | 95088 | 95088 | 95088 | 95088 | 95088 | 95088 | 95088 | 95088 | 95088 | 95088 | 95088 | 95088 | 95088 | 95088 | 95088 | 95088 | 95088 | 95088 | 95088 | 95088 | 95088 | 95088
Electricians | Trades |  | 2 | ea | 71680 | 143360 | 143360 | 143360 | 143360 | 143360 | 143360 | 143360 | 143360 | 143360 | 143360 | 143360 | 143360 | 143360 | 143360 | 143360 | 143360 | 143360 | 143360 | 143360 | 143360 | 143360 | 143360 | 143360 | 143360 | 143360 | 143360 | 143360 | 143360 | 143360 | 143360 | 143360 | 143360 | 143360 | 143360 | 143360 | 143360 | 143360 | 143360 | 143360 | 143360 | 143360 | 143360 | 143360 | 143360 | 143360 | 143360 | 143360 | 143360 | 143360 | 143360 | 143360
Sub-total (1) |  |  | 9 | ea |  | 715344 | 715344 | 715344 | 715344 | 715344 | 715344 | 715344 | 715344 | 715344 | 715344 | 715344 | 715344 | 715344 | 715344 | 715344 | 715344 | 715344 | 715344 | 715344 | 715344 | 715344 | 715344 | 715344 | 715344 | 715344 | 715344 | 715344 | 715344 | 715344 | 715344 | 715344 | 715344 | 715344 | 715344 | 715344 | 715344 | 715344 | 715344 | 715344 | 715344 | 715344 | 715344 | 715344 | 715344 | 715344 | 715344 | 715344 | 715344 | 715344 | 715344 | 715344
2) Vehicles
Crew Cab Pickup (4x4) |  | Assume new every 3 years | 2 | ea | 42000 | 28000 | 28000 | 28000 | 28000 | 28000 | 28000 | 28000 | 28000 | 28000 | 28000 | 28000 | 28000 | 28000 | 28000 | 28000 | 28000 | 28000 | 28000 | 28000 | 28000 | 28000 | 28000 | 28000 | 28000 | 28000 | 28000 | 28000 | 28000 | 28000 | 28000 | 28000 | 28000 | 28000 | 28000 | 28000 | 28000 | 28000 | 28000 | 28000 | 28000 | 28000 | 28000 | 28000 | 28000 | 28000 | 28000 | 28000 | 28000 | 28000 | 28000 | 28000
Extended Cab Pickup (4x4) |  | Assume new every 3 years | 3 | ea | 39000 | 39000 | 39000 | 39000 | 39000 | 39000 | 39000 | 39000 | 39000 | 39000 | 39000 | 39000 | 39000 | 39000 | 39000 | 39000 | 39000 | 39000 | 39000 | 39000 | 39000 | 39000 | 39000 | 39000 | 39000 | 39000 | 39000 | 39000 | 39000 | 39000 | 39000 | 39000 | 39000 | 39000 | 39000 | 39000 | 39000 | 39000 | 39000 | 39000 | 39000 | 39000 | 39000 | 39000 | 39000 | 39000 | 39000 | 39000 | 39000 | 39000 | 39000 | 39000
Utility Van or Truck (4x2) |  | Assume new every 3 years | 1 | ea | 39000 | 13000 | 13000 | 13000 | 13000 | 13000 | 13000 | 13000 | 13000 | 13000 | 13000 | 13000 | 13000 | 13000 | 13000 | 13000 | 13000 | 13000 | 13000 | 13000 | 13000 | 13000 | 13000 | 13000 | 13000 | 13000 | 13000 | 13000 | 13000 | 13000 | 13000 | 13000 | 13000 | 13000 | 13000 | 13000 | 13000 | 13000 | 13000 | 13000 | 13000 | 13000 | 13000 | 13000 | 13000 | 13000 | 13000 | 13000 | 13000 | 13000 | 13000 | 13000
Stake Body & Boom Trucks |  | Assume new every 3 years | 3 | ea | 100000 | 50000 | 50000 | 50000 | 50000 | 50000 | 50000 | 50000 | 50000 | 50000 | 50000 | 50000 | 50000 | 50000 | 50000 | 50000 | 50000 | 50000 | 50000 | 50000 | 50000 | 50000 | 50000 | 50000 | 50000 | 50000 | 50000 | 50000 | 50000 | 50000 | 50000 | 50000 | 50000 | 50000 | 50000 | 50000 | 50000 | 50000 | 50000 | 50000 | 50000 | 50000 | 50000 | 50000 | 50000 | 50000 | 50000 | 50000 | 50000 | 50000 | 50000 | 50000
Bucket / Pole Trucks |  | Assume new every 3 years | 2 | ea | 250000 | 83333.3333 | 83333.3333 | 83333.3333 | 83333.3333 | 83333.3333 | 83333.3333 | 83333.3333 | 83333.3333 | 83333.3333 | 83333.3333 | 83333.3333 | 83333.3333 | 83333.3333 | 83333.3333 | 83333.3333 | 83333.3333 | 83333.3333 | 83333.3333 | 83333.3333 | 83333.3333 | 83333.3333 | 83333.3333 | 83333.3333 | 83333.3333 | 83333.3333 | 83333.3333 | 83333.3333 | 83333.3333 | 83333.3333 | 83333.3333 | 83333.3333 | 83333.3333 | 83333.3333 | 83333.3333 | 83333.3333 | 83333.3333 | 83333.3333 | 83333.3333 | 83333.3333 | 83333.3333 | 83333.3333 | 83333.3333 | 83333.3333 | 83333.3333 | 83333.3333 | 83333.3333 | 83333.3333 | 83333.3333 | 83333.3333 | 83333.3333 | 83333.3333
All Terrian Vehicle with Tracks |  | Assume new every 5 years | 3 | ea | 25000 | 10714.2857 | 10714.2857 | 10714.2857 | 10714.2857 | 10714.2857 | 10714.2857 | 10714.2857 | 10714.2857 | 10714.2857 | 10714.2857 | 10714.2857 | 10714.2857 | 10714.2857 | 10714.2857 | 10714.2857 | 10714.2857 | 10714.2857 | 10714.2857 | 10714.2857 | 10714.2857 | 10714.2857 | 10714.2857 | 10714.2857 | 10714.2857 | 10714.2857 | 10714.2857 | 10714.2857 | 10714.2857 | 10714.2857 | 10714.2857 | 10714.2857 | 10714.2857 | 10714.2857 | 10714.2857 | 10714.2857 | 10714.2857 | 10714.2857 | 10714.2857 | 10714.2857 | 10714.2857 | 10714.2857 | 10714.2857 | 10714.2857 | 10714.2857 | 10714.2857 | 10714.2857 | 10714.2857 | 10714.2857 | 10714.2857 | 10714.2857 | 10714.2857
Snow Machine |  | Assume new every 5 years | 4 | ea | 15000 | 12000 | 12000 | 12000 | 12000 | 12000 | 12000 | 12000 | 12000 | 12000 | 12000 | 12000 | 12000 | 12000 | 12000 | 12000 | 12000 | 12000 | 12000 | 12000 | 12000 | 12000 | 12000 | 12000 | 12000 | 12000 | 12000 | 12000 | 12000 | 12000 | 12000 | 12000 | 12000 | 12000 | 12000 | 12000 | 12000 | 12000 | 12000 | 12000 | 12000 | 12000 | 12000 | 12000 | 12000 | 12000 | 12000 | 12000 | 12000 | 12000 | 12000 | 12000
Sub-total (2) |  |  | 18 | ea |  | 236047.619 | 236047.619 | 236047.619 | 236047.619 | 236047.619 | 236047.619 | 236047.619 | 236047.619 | 236047.619 | 236047.619 | 236047.619 | 236047.619 | 236047.619 | 236047.619 | 236047.619 | 236047.619 | 236047.619 | 236047.619 | 236047.619 | 236047.619 | 236047.619 | 236047.619 | 236047.619 | 236047.619 | 236047.619 | 236047.619 | 236047.619 | 236047.619 | 236047.619 | 236047.619 | 236047.619 | 236047.619 | 236047.619 | 236047.619 | 236047.619 | 236047.619 | 236047.619 | 236047.619 | 236047.619 | 236047.619 | 236047.619 | 236047.619 | 236047.619 | 236047.619 | 236047.619 | 236047.619 | 236047.619 | 236047.619 | 236047.619 | 236047.619 | 236047.619
3) Contractor Services
Helicopter Rental 1 |  |  | 125 | hrs | 1500 | 187500 | 187500 | 187500 | 187500 | 187500 | 187500 | 187500 | 187500 | 187500 | 187500 | 187500 | 187500 | 187500 | 187500 | 187500 | 187500 | 187500 | 187500 | 187500 | 187500 | 187500 | 187500 | 187500 | 187500 | 187500 | 187500 | 187500 | 187500 | 187500 | 187500 | 187500 | 187500 | 187500 | 187500 | 187500 | 187500 | 187500 | 187500 | 187500 | 187500 | 187500 | 187500 | 187500 | 187500 | 187500 | 187500 | 187500 | 187500 | 187500 | 187500 | 187500
Vegetation Management 2 |  |  | 2617.5 | ha | 2000 | 523500 | [7 empty] | 523500 | 523500 | 523500 | 523500 | 523500 | 523500 | 523500 | 523500 | 523500 | 523500 | 523500 | 523500 | 523500 | 523500 | 523500 | 523500 | 523500 | 523500 | 523500 | 523500 | 523500 | 523500 | 523500 | 523500 | 523500 | 523500 | 523500 | 523500 | 523500 | 523500 | 523500 | 523500 | 523500 | 523500 | 523500 | 523500 | 523500 | 523500 | 523500 | 523500 | 523500 | 523500 | 523500
Control System - Technical Support |  | Assumes $225/hr | 200 | hrs | 45000 | 45000 | 45000 | 45000 | 45000 | 45000 | 45000 | 45000 | 45000 | 45000 | 45000 | 45000 | 45000 | 45000 | 45000 | 45000 | 45000 | 45000 | 45000 | 45000 | 45000 | 45000 | 45000 | 45000 | 45000 | 45000 | 45000 | 45000 | 45000 | 45000 | 45000 | 45000 | 45000 | 45000 | 45000 | 45000 | 45000 | 45000 | 45000 | 45000 | 45000 | 45000 | 45000 | 45000 | 45000 | 45000 | 45000 | 45000 | 45000 | 45000 | 45000 | 45000
Switchgear/Transformers - Technical Support |  | Assumes $225/hr | 500 | hrs | 112500 | 112500 | 112500 | 112500 | 112500 | 112500 | 112500 | 112500 | 112500 | 112500 | 112500 | 112500 | 112500 | 112500 | 112500 | 112500 | 112500 | 112500 | 112500 | 112500 | 112500 | 112500 | 112500 | 112500 | 112500 | 112500 | 112500 | 112500 | 112500 | 112500 | 112500 | 112500 | 112500 | 112500 | 112500 | 112500 | 112500 | 112500 | 112500 | 112500 | 112500 | 112500 | 112500 | 112500 | 112500 | 112500 | 112500 | 112500 | 112500 | 112500 | 112500 | 112500
Sub-total (3) | [5 empty] | 868500 | 345000 | 345000 | 345000 | 345000 | 345000 | 345000 | 345000 | 868500 | 868500 | 868500 | 868500 | 868500 | 868500 | 868500 | 868500 | 868500 | 868500 | 868500 | 868500 | 868500 | 868500 | 868500 | 868500 | 868500 | 868500 | 868500 | 868500 | 868500 | 868500 | 868500 | 868500 | 868500 | 868500 | 868500 | 868500 | 868500 | 868500 | 868500 | 868500 | 868500 | 868500 | 868500 | 868500 | 868500 | 868500 | 868500 | 868500 | 868500 | 868500 | 868500
4) Support Fees3 - Labour (1) X 0.75 | [5 empty] | 536508 | 536508 | 536508 | 536508 | 536508 | 536508 | 536508 | 536508 | 536508 | 536508 | 536508 | 536508 | 536508 | 536508 | 536508 | 536508 | 536508 | 536508 | 536508 | 536508 | 536508 | 536508 | 536508 | 536508 | 536508 | 536508 | 536508 | 536508 | 536508 | 536508 | 536508 | 536508 | 536508 | 536508 | 536508 | 536508 | 536508 | 536508 | 536508 | 536508 | 536508 | 536508 | 536508 | 536508 | 536508 | 536508 | 536508 | 536508 | 536508 | 536508 | 536508
5) Support Fees4 - Other (2+3) X 1.0 | [5 empty] | 1104547.619 | 581047.619 | 581047.619 | 581047.619 | 581047.619 | 581047.619 | 581047.619 | 581047.619 | 1104547.619 | 1104547.619 | 1104547.619 | 1104547.619 | 1104547.619 | 1104547.619 | 1104547.619 | 1104547.619 | 1104547.619 | 1104547.619 | 1104547.619 | 1104547.619 | 1104547.619 | 1104547.619 | 1104547.619 | 1104547.619 | 1104547.619 | 1104547.619 | 1104547.619 | 1104547.619 | 1104547.619 | 1104547.619 | 1104547.619 | 1104547.619 | 1104547.619 | 1104547.619 | 1104547.619 | 1104547.619 | 1104547.619 | 1104547.619 | 1104547.619 | 1104547.619 | 1104547.619 | 1104547.619 | 1104547.619 | 1104547.619 | 1104547.619 | 1104547.619 | 1104547.619 | 1104547.619 | 1104547.619 | 1104547.619 | 1104547.619
6) Annualized Funds
Maintenance Tools & Equipment5 |  |  | 1 | LS | 1000000 | 100000 | 100000 | 100000 | 100000 | 100000 | 100000 | 100000 | 100000 | 100000 | 100000 | 100000 | 100000 | 100000 | 100000 | 100000 | 100000 | 100000 | 100000 | 100000 | 100000 | 100000 | 100000 | 100000 | 100000 | 100000 | 100000 | 100000 | 100000 | 100000 | 100000 | 100000 | 100000 | 100000 | 100000 | 100000 | 100000 | 100000 | 100000 | 100000 | 100000 | 100000 | 100000 | 100000 | 100000 | 100000 | 100000 | 100000 | 100000 | 100000 | 100000 | 100000
Annual Materials Provision (Overland Tx Maintenance)6 |  |  | 0.1% | % | 500000000 | 500000 | 500000 | 500000 | 500000 | 500000 | 500000 | 500000 | 500000 | 500000 | 500000 | 500000 | 500000 | 500000 | 500000 | 500000 | 500000 | 500000 | 500000 | 500000 | 500000 | 500000 | 500000 | 500000 | 500000 | 500000 | 500000 | 500000 | 500000 | 500000 | 500000 | 500000 | 500000 | 500000 | 500000 | 500000 | 500000 | 500000 | 500000 | 500000 | 500000 | 500000 | 500000 | 500000 | 500000 | 500000 | 500000 | 500000 | 500000 | 500000 | 500000 | 500000
Sub-total (6) | [5 empty] | 600000 | 600000 | 600000 | 600000 | 600000 | 600000 | 600000 | 600000 | 600000 | 600000 | 600000 | 600000 | 600000 | 600000 | 600000 | 600000 | 600000 | 600000 | 600000 | 600000 | 600000 | 600000 | 600000 | 600000 | 600000 | 600000 | 600000 | 600000 | 600000 | 600000 | 600000 | 600000 | 600000 | 600000 | 600000 | 600000 | 600000 | 600000 | 600000 | 600000 | 600000 | 600000 | 600000 | 600000 | 600000 | 600000 | 600000 | 600000 | 600000 | 600000 | 600000
7) Lender's Engineer
Annual Audit and Assessment |  |  | 40 | hrs | 9000 | 9000 | 9000 | 9000 | 9000 | 9000 | 9000 | 9000 | 9000 | 9000 | 9000 | 9000 | 9000 | 9000 | 9000 | 9000 | 9000 | 9000 | 9000 | 9000 | 9000 | 9000 | 9000 | 9000 | 9000 | 9000 | 9000 | 9000 | 9000 | 9000 | 9000 | 9000 | 9000 | 9000 | 9000 | 9000 | 9000 | 9000 | 9000 | 9000 | 9000 | 9000 | 9000 | 9000 | 9000 | 9000 | 9000 | 9000 | 9000 | 9000 | 9000 | 9000
Sub-total (7) | [5 empty] | 9000 | 9000 | 9000 | 9000 | 9000 | 9000 | 9000 | 9000 | 9000 | 9000 | 9000 | 9000 | 9000 | 9000 | 9000 | 9000 | 9000 | 9000 | 9000 | 9000 | 9000 | 9000 | 9000 | 9000 | 9000 | 9000 | 9000 | 9000 | 9000 | 9000 | 9000 | 9000 | 9000 | 9000 | 9000 | 9000 | 9000 | 9000 | 9000 | 9000 | 9000 | 9000 | 9000 | 9000 | 9000 | 9000 | 9000 | 9000 | 9000 | 9000 | 9000
8) Insurance
Property and Equipment Policy Premiums 7 |  |  | 0% | % | 0 | 0 | 0 | 0 | 0 | 0 | 0 | 0 | 0 | 0 | 0 | 0 | 0 | 0 | 0 | 0 | 0 | 0 | 0 | 0 | 0 | 0 | 0 | 0 | 0 | 0 | 0 | 0 | 0 | 0 | 0 | 0 | 0 | 0 | 0 | 0 | 0 | 0 | 0 | 0 | 0 | 0 | 0 | 0 | 0 | 0 | 0 | 0 | 0 | 0 | 0 | 0
Sub-total (8) | [5 empty] | 0 | 0 | 0 | 0 | 0 | 0 | 0 | 0 | 0 | 0 | 0 | 0 | 0 | 0 | 0 | 0 | 0 | 0 | 0 | 0 | 0 | 0 | 0 | 0 | 0 | 0 | 0 | 0 | 0 | 0 | 0 | 0 | 0 | 0 | 0 | 0 | 0 | 0 | 0 | 0 | 0 | 0 | 0 | 0 | 0 | 0 | 0 | 0 | 0 | 0 | 0
Sub-Total | [6 empty] | 3022947.2381 | 3022947.2381 | 3022947.2381 | 3022947.2381 | 3022947.2381 | 3022947.2381 | 3022947.2381 | 4069947.2381 | 4069947.2381 | 4069947.2381 | 4069947.2381 | 4069947.2381 | 4069947.2381 | 4069947.2381 | 4069947.2381 | 4069947.2381 | 4069947.2381 | 4069947.2381 | 4069947.2381 | 4069947.2381 | 4069947.2381 | 4069947.2381 | 4069947.2381 | 4069947.2381 | 4069947.2381 | 4069947.2381 | 4069947.2381 | 4069947.2381 | 4069947.2381 | 4069947.2381 | 4069947.2381 | 4069947.2381 | 4069947.2381 | 4069947.2381 | 4069947.2381 | 4069947.2381 | 4069947.2381 | 4069947.2381 | 4069947.2381 | 4069947.2381 | 4069947.2381 | 4069947.2381 | 4069947.2381 | 4069947.2381 | 4069947.2381 | 4069947.2381 | 4069947.2381 | 4069947.2381 | 4069947.2381 | 4069947.2381
Contingency (15%) | Increased to address unknowns | [5 empty] | 453442.0857 | 453442.0857 | 453442.0857 | 453442.0857 | 453442.0857 | 453442.0857 | 453442.0857 | 610492.0857 | 610492.0857 | 610492.0857 | 610492.0857 | 610492.0857 | 610492.0857 | 610492.0857 | 610492.0857 | 610492.0857 | 610492.0857 | 610492.0857 | 610492.0857 | 610492.0857 | 610492.0857 | 610492.0857 | 610492.0857 | 610492.0857 | 610492.0857 | 610492.0857 | 610492.0857 | 610492.0857 | 610492.0857 | 610492.0857 | 610492.0857 | 610492.0857 | 610492.0857 | 610492.0857 | 610492.0857 | 610492.0857 | 610492.0857 | 610492.0857 | 610492.0857 | 610492.0857 | 610492.0857 | 610492.0857 | 610492.0857 | 610492.0857 | 610492.0857 | 610492.0857 | 610492.0857 | 610492.0857 | 610492.0857 | 610492.0857
Total Annual Operations & Maintenance Cost | [6 empty] | 3476389.3238 | 3476389.3238 | 3476389.3238 | 3476389.3238 | 3476389.3238 | 3476389.3238 | 3476389.3238 | 4680439.3238 | 4680439.3238 | 4680439.3238 | 4680439.3238 | 4680439.3238 | 4680439.3238 | 4680439.3238 | 4680439.3238 | 4680439.3238 | 4680439.3238 | 4680439.3238 | 4680439.3238 | 4680439.3238 | 4680439.3238 | 4680439.3238 | 4680439.3238 | 4680439.3238 | 4680439.3238 | 4680439.3238 | 4680439.3238 | 4680439.3238 | 4680439.3238 | 4680439.3238 | 4680439.3238 | 4680439.3238 | 4680439.3238 | 4680439.3238 | 4680439.3238 | 4680439.3238 | 4680439.3238 | 4680439.3238 | 4680439.3238 | 4680439.3238 | 4680439.3238 | 4680439.3238 | 4680439.3238 | 4680439.3238 | 4680439.3238 | 4680439.3238 | 4680439.3238 | 4680439.3238 | 4680439.3238 | 4680439.3238
NOTES:
1 The transmission lines are assumed to be maintained over a six month period each year. Helicopter rental includes the polit.
2. Vegetation management annual cost based upon 10 year clearing requirement at a cost of $2000/hectare for 60m ROW. Assume 75% of total ROW has sufficient vegetation to require management. Assumes to start at Year 8.
3 Support cost include all services required for the operation of this type of organization. The support cost is estimated as 75% if the total cost (Burdens, benefits & O/H - 50%, overtime - 25%)
4 Support cost include all services required for the operation of this type of organization. These cost include services, vehicle fuel/maintenance/insurance, accounting, contracts administration overhead etc. The support cost is estimated as 100% of the total cost since it is being operated by an entity other than Nalcor.
5 A one time provision of maintenance tools in the amount of $1,000,000 is annualized over 10 years.
6A provisional amount is included to be used to fund general maintenance material and repairs to the system including insulator replacement, terminal station maintenance, snowclearing, access, etc. Scope likely to be completed by 3rd party contractors.
7 Hydro does not insure overhead Tx lines. Assume this current practice will continue for LCP.
Original file located here:
H:\Investment Evaluation\Emera UARB Review\OPEX Estimate for Financial Modelling - Cases 1 & 2

## ML Cable Surveys (hidden)
Cases 1 & 2 Annual O&M Estimate
Prepared for Feasibility Screening Level Economics Refresh - March 2010
Maritime Link Subsea Cable Surveys Cost
YEAR
Item | Classification/Description | Comments | Quantity | Unit | Cost | Annual Cost | 1 | 2 | 3 | 4 | 5 | 6 | 7 | 8 | 9 | 10 | 11 | 12 | 13 | 14 | 15 | 16 | 17 | 18 | 19 | 20 | 21 | 22 | 23 | 24 | 25 | 26 | 27 | 28 | 29 | 30 | 31 | 32 | 33 | 34 | 35 | 36 | 37 | 38 | 39 | 40 | 41 | 42 | 43 | 44 | 45 | 46 | 47 | 48 | 49 | 50
Cable and Sea Electrode Survey |  | Assume $110k/day for 40 days | 58 | day | 120000 | 2088000 | YEAR 1: 6960000; YEAR 3: 6960000; YEAR 8: 6960000; YEAR 13: 6960000; YEAR 18: 6960000; YEAR 23: 6960000; YEAR 28: 6960000; YEAR 33: 6960000; YEAR 38: 6960000; YEAR 43: 6960000; YEAR 48: 6960000
Contingency (10%) | [6 empty] | 696000 | 0 | 696000 | 0 | 0 | 0 | 0 | 696000 | 0 | 0 | 0 | 0 | 696000 | 0 | 0 | 0 | 0 | 696000 | 0 | 0 | 0 | 0 | 696000 | 0 | 0 | 0 | 0 | 696000 | 0 | 0 | 0 | 0 | 696000 | 0 | 0 | 0 | 0 | 696000 | 0 | 0 | 0 | 0 | 696000 | 0 | 0 | 0 | 0 | 696000 | 0 | 0
Total | [6 empty] | 7656000 | 0 | 7656000 | 0 | 0 | 0 | 0 | 7656000 | 0 | 0 | 0 | 0 | 7656000 | 0 | 0 | 0 | 0 | 7656000 | 0 | 0 | 0 | 0 | 7656000 | 0 | 0 | 0 | 0 | 7656000 | 0 | 0 | 0 | 0 | 7656000 | 0 | 0 | 0 | 0 | 7656000 | 0 | 0 | 0 | 0 | 7656000 | 0 | 0 | 0 | 0 | 7656000 | 0 | 0
NOTES:
1 A cable survey assumed done in year 1 & 3, then every five years, taking approximately 55 days to complete (20 days per cable survey (40 days) + 5 days for mob/demob + 6 days for transit + 4 days for weather downtime). Electrode survey is assumed to take 2 days at each site + 1 day transit at each site. Done as part of cable survey campaign.
Original file located here:
H:\Investment Evaluation\Emera UARB Review\OPEX Estimate for Financial Modelling - Cases 1 & 2